## GSA DETECTION LIST
RIKEN KEIKI Co.,Ltd.
GAS DETECTION LIST
GAS DATA |  |  |  | DETECTION DATA
Detection Gas | Gas Cymbol | CAS Number | Chemical Formula | Principle | Sensor | Portable/Fixed | Detector | Measuring Rang | Rmarks
(2-Methoxymethylethoxy)propanol | DPGME | 34590-94-8 | C7H16O3 | HW | HW-6212 | Fixed | GD-A80-70series | 0～100%LEL
1,1,1,1,3,3-Pentafluoropropane | R-245fa | 460-73-1 | C3H3F5 | SG | SGU-8511 | Fixed | GD-70Dseries | 0～5000ppm
1,1,1,1,3,3-Pentafluoropropane | R-245fa | 460-73-1 | C3H3F5 | SG | SGU-8511 | Fixed | TP-70D | 0～5000ppm
1,1,1,1,3,3-Pentafluoropropane | R-245fa | 460-73-1 | C3H3F5 | RI | DE-2113-35 | Fixed | RI-257 | 0～5000ppm
1,1,1,1,3,3-Pentafluoropropane | R-245fa | 460-73-1 | C3H3F5 | SG | SG-8511 | Fixed | GD-A80Vseries | 0～500ppm/0～1000ppm/0～2000ppm/0～3000ppm/0～5000ppm
1,1,1,1,3,3-Pentafluoropropane | R-245fa | 460-73-1 | C3H3F5 | SG | SG-8511 | Fixed | GD-D58・GHseries | 0～500ppm/0～1000ppm/0～2000ppm/0～3000ppm/0～5000ppm
1,1,1,1,3,3-Pentafluoropropane | R-245fa | 460-73-1 | C3H3F5 | SG | SG-8511 | Fixed | SD-1GHseries | 0～500ppm/0～1000ppm/0～2000ppm/0～3000ppm/0～5000ppm
1,1,1,1,3,3-Pentafluoropropane | R-245fa | 460-73-1 | C3H3F5 | SG | SG-8511 | Fixed | SD-D58・GHseries | 0～500ppm/0～1000ppm/0～2000ppm/0～3000ppm/0～5000ppm
1,1,1,2,2,3,3,4,4,5,5,6,6-Tridecafluorooctane | C8H5F13 | 80793-17-5 | C8H5F13 | RI | DE-2113-35 | Fixed | RI-257 | 0～10000ppm
1,1,1,2,2,3,3,4,4,5,5,6,6-Tridecafluorooctane | C8H5F13 | 80793-17-5 | C8H5F13 | SG | SG-8562 | Fixed | GD-A80Vseries | 0～300ppm/0～500ppm/0～1000ppm/0～2000ppm/0～3000ppm/0～5000ppm
1,1,1,2,2,3,3,4,4,5,5,6,6-Tridecafluorooctane | C8H5F13 | 80793-17-5 | C8H5F13 | SG | SG-8562 | Fixed | GD-D58・GHseries | 0～300ppm/0～500ppm/0～1000ppm/0～2000ppm/0～3000ppm/0～5000ppm
1,1,1,2,2,3,3,4,4,5,5,6,6-Tridecafluorooctane | C8H5F13 | 80793-17-5 | C8H5F13 | SG | SG-8562 | Fixed | SD-1GHseries | 0～300ppm/0～500ppm/0～1000ppm/0～2000ppm/0～3000ppm/0～5000ppm
1,1,1,2,2,3,3,4,4,5,5,6,6-Tridecafluorooctane | C8H5F13 | 80793-17-5 | C8H5F13 | SG | SG-8562 | Fixed | SD-D58・GHseries | 0～300ppm/0～500ppm/0～1000ppm/0～2000ppm/0～3000ppm/0～5000ppm
1,1,1,2,2-Pentafluoroethane | R-125 | 354-33-6 | C2HF5 | RI | DE-2113-35 | Fixed | RI-257 | 0～5000ppm
1,1,1,2-Tetrafluoroethane | R-134a | 811-97-2 | C2H2F4 | SH | SH-8662 | Portable | SP-220(TYPE SC) | 0～250ppm
1,1,1,2-Tetrafluoroethane | R-134a | 811-97-2 | C2H2F4 | SH | SH-8661 | Portable | SP-220(TYPE F) | 0～10000ppm
1,1,1,2-Tetrafluoroethane | R-134a | 811-97-2 | C2H2F4 | SH | SH-8661 | Portable | SP-220(TYPE H2) | 0～10000ppm
1,1,1,2-Tetrafluoroethane | R-134a | 811-97-2 | C2H2F4 | SG | SGU-8524 | Fixed | GD-70Dseries | 0～5000ppm
1,1,1,2-Tetrafluoroethane | R-134a | 811-97-2 | C2H2F4 | SG | SGU-8524 | Fixed | TP-70D | 0～5000ppm
1,1,1,2-Tetrafluoroethane | R-134a | 811-97-2 | C2H2F4 | RI | DE-2113-35 | Fixed | RI-257 | 0～5000ppm
1,1,1,2-Tetrafluoroethane | R-134a | 811-97-2 | C2H2F4 | SG | SG-8524 | Fixed | GD-A80Vseries | 0～5000ppm
1,1,1,2-Tetrafluoroethane | R-134a | 811-97-2 | C2H2F4 | SG | SG-8524 | Fixed | GD-D58・GHseries | 0～5000ppm
1,1,1,2-Tetrafluoroethane | R-134a | 811-97-2 | C2H2F4 | SG | SG-8524 | Fixed | SD-1GHseries | 0～5000ppm
1,1,1,2-Tetrafluoroethane | R-134a | 811-97-2 | C2H2F4 | SG | SG-8524 | Fixed | SD-D58・GHseries | 0～5000ppm
1,1,1,3,3,3-Hexamethyldisilazane | HMDS | 999-97-3 | C6H18NSi2 | ES | ESU-23RVM | Fixed | GD-70Dseries | 0～30ppm | Updated against electrolyte reduction
1,1,1,3,3,3-Hexamethyldisilazane | HMDS | 999-97-3 | C6H18NSi2 | ES | ESU-23RVM | Fixed | TP-70D | 0～30ppm | Updated against electrolyte reduction
1,1,1,3,3,3-Hexamethyldisilazane | HMDS | 999-97-3 | C6H18NSi2 | SS | SSU-1925 | Fixed | GD-70D+PLUseries | 0～6ppm | PLU-70 required
1,1,1,3,3,3-Hexamethyldisilazane | HMDS | 999-97-3 | C6H18NSi2 | SS | SSU-1925 | Fixed | GD-70DG | 0～6ppm | PLU-70 required
1,1,1,3,3,3-Hexamethyldisilazane | HMDS | 999-97-3 | C6H18NSi2 | SG | SG-8511 | Fixed | GD-A80Vseries | 0～100ppm/0～200ppm/0～300ppm/0～500ppm
1,1,1,3,3,3-Hexamethyldisilazane | HMDS | 999-97-3 | C6H18NSi2 | SG | SG-8511 | Fixed | GD-D58・GHseries | 0～100ppm/0～200ppm/0～300ppm/0～500ppm
1,1,1,3,3,3-Hexamethyldisilazane | HMDS | 999-97-3 | C6H18NSi2 | SG | SG-8511 | Fixed | SD-1GHseries | 0～100ppm/0～200ppm/0～300ppm/0～500ppm
1,1,1,3,3,3-Hexamethyldisilazane | HMDS | 999-97-3 | C6H18NSi2 | SG | SG-8511 | Fixed | SD-D58・GHseries | 0～100ppm/0～200ppm/0～300ppm/0～500ppm
1,1,1,3,3-Pentafluorobutane | R365mfc | 406-58-6 | C4H5F5 | SG | SG-8563 | Fixed | GD-A80Vseries | 0～50ppm/0～100ppm/0～200ppm/0～300ppm/0～500ppm/0～1000ppm/0～2000ppm
1,1,1,3,3-Pentafluorobutane | R365mfc | 406-58-6 | C4H5F5 | SG | SG-8563 | Fixed | GD-D58・GHseries | 0～50ppm/0～100ppm/0～200ppm/0～300ppm/0～500ppm/0～1000ppm/0～2000ppm
1,1,1,3,3-Pentafluorobutane | R365mfc | 406-58-6 | C4H5F5 | SG | SG-8563 | Fixed | SD-1GHseries | 0～50ppm/0～100ppm/0～200ppm/0～300ppm/0～500ppm/0～1000ppm/0～2000ppm
1,1,1,3,3-Pentafluorobutane | R365mfc | 406-58-6 | C4H5F5 | SG | SG-8563 | Fixed | SD-D58・GHseries | 0～50ppm/0～100ppm/0～200ppm/0～300ppm/0～500ppm/0～1000ppm/0～2000ppm
1,1,1-Trichloroethane | C2H3CL3 | 71-55-6 | C2H3CL3 | SG | SGU-8523 | Fixed | GD-70Dseries | 0～2000ppm
1,1,1-Trichloroethane | C2H3CL3 | 71-55-6 | C2H3CL3 | SG | SGU-8523 | Fixed | TP-70D | 0～2000ppm
1,1,1-Trichloroethane | C2H3CL3 | 71-55-6 | C2H3CL3 | SG | SG-8523 | Fixed | GD-A80Vseries | 0～50ppm/0～100ppm/0～200ppm/0～300ppm/0～500ppm/0～1000ppm/0～2000ppm/0～3000ppm
1,1,1-Trichloroethane | C2H3CL3 | 71-55-6 | C2H3CL3 | SG | SG-8523 | Fixed | GD-D58・GHseries | 0～50ppm/0～100ppm/0～200ppm/0～300ppm/0～500ppm/0～1000ppm/0～2000ppm/0～3000ppm
1,1,1-Trichloroethane | C2H3CL3 | 71-55-6 | C2H3CL3 | SG | SG-8523 | Fixed | SD-1GHseries | 0～50ppm/0～100ppm/0～200ppm/0～300ppm/0～500ppm/0～1000ppm/0～2000ppm/0～3000ppm
1,1,1-Trichloroethane | C2H3CL3 | 71-55-6 | C2H3CL3 | SG | SG-8523 | Fixed | SD-D58・GHseries | 0～50ppm/0～100ppm/0～200ppm/0～300ppm/0～500ppm/0～1000ppm/0～2000ppm/0～3000ppm
1,1,1-Trichloroethane | C2H3CL3 | 71-55-6 | C2H3CL3 | SG | SG-8523 | Fixed | GD-A80Vseries | 0～600ppm
1,1,1-Trichloroethane | C2H3CL3 | 71-55-6 | C2H3CL3 | SG | SG-8523 | Fixed | GD-D58・GHseries | 0～600ppm
1,1,1-Trichloroethane | C2H3CL3 | 71-55-6 | C2H3CL3 | SG | SG-8523 | Fixed | SD-1GHseries | 0～600ppm
1,1,1-Trichloroethane | C2H3CL3 | 71-55-6 | C2H3CL3 | SG | SG-8523 | Fixed | SD-D58・GHseries | 0～600ppm
1,1,2,2-Tetrachloro-1,2-difluoroethane | R-112 | 76-12-0 | C2F2CL4 | SG | SG-8513 | Fixed | GD-A80Vseries | 0～500ppm/0～1000ppm/0～2000ppm/0～3000ppm/0～5000ppm
1,1,2,2-Tetrachloro-1,2-difluoroethane | R-112 | 76-12-0 | C2F2CL4 | SG | SG-8513 | Fixed | GD-D58・GHseries | 0～500ppm/0～1000ppm/0～2000ppm/0～3000ppm/0～5000ppm
1,1,2,2-Tetrachloro-1,2-difluoroethane | R-112 | 76-12-0 | C2F2CL4 | SG | SG-8513 | Fixed | SD-1GHseries | 0～500ppm/0～1000ppm/0～2000ppm/0～3000ppm/0～5000ppm
1,1,2,2-Tetrachloro-1,2-difluoroethane | R-112 | 76-12-0 | C2F2CL4 | SG | SG-8513 | Fixed | SD-D58・GHseries | 0～500ppm/0～1000ppm/0～2000ppm/0～3000ppm/0～5000ppm
1,1,2,2-Tetrafluoroethyl 2,2,2-Trifluoroethyl Ether | C4H3OF7 | 406-78-0 | C4H3OF7 | RI | DE-2113-35 | Fixed | RI-257 | 0～5000ppm
1,1,2,2-Tetrafluoroethyl 2,2,2-Trifluoroethyl Ether | C4H3OF7 | 406-78-0 | C4H3OF7 | SG | SG-8521 | Fixed | GD-A80Vseries | 0～200ppm/0～300ppm/0～500ppm/0～1000ppm/0～2000ppm/0～3000ppm/0～5000ppm
1,1,2,2-Tetrafluoroethyl 2,2,2-Trifluoroethyl Ether | C4H3OF7 | 406-78-0 | C4H3OF7 | SG | SG-8521 | Fixed | GD-D58・GHseries | 0～200ppm/0～300ppm/0～500ppm/0～1000ppm/0～2000ppm/0～3000ppm/0～5000ppm
1,1,2,2-Tetrafluoroethyl 2,2,2-Trifluoroethyl Ether | C4H3OF7 | 406-78-0 | C4H3OF7 | SG | SG-8521 | Fixed | SD-1GHseries | 0～200ppm/0～300ppm/0～500ppm/0～1000ppm/0～2000ppm/0～3000ppm/0～5000ppm
1,1,2,2-Tetrafluoroethyl 2,2,2-Trifluoroethyl Ether | C4H3OF7 | 406-78-0 | C4H3OF7 | SG | SG-8521 | Fixed | SD-D58・GHseries | 0～200ppm/0～300ppm/0～500ppm/0～1000ppm/0～2000ppm/0～3000ppm/0～5000ppm
1,1,2-Trichloro-1,2,2-trifluoroethane | R-113 | 76-13-1 | C2F3CL3 | RI | DE-2113-35 | Fixed | RI-257 | 0～5000ppm
1,1,2-Trichloro-1,2,2-trifluoroethane | R-113 | 76-13-1 | C2F3CL3 | SG | SG-8513 | Fixed | GD-A80Vseries | 0～2000ppm/0～3000ppm/0～5000ppm/0～10000ppm/0～20000ppm
1,1,2-Trichloro-1,2,2-trifluoroethane | R-113 | 76-13-1 | C2F3CL3 | SG | SG-8513 | Fixed | GD-D58・GHseries | 0～2000ppm/0～3000ppm/0～5000ppm/0～10000ppm/0～20000ppm
1,1,2-Trichloro-1,2,2-trifluoroethane | R-113 | 76-13-1 | C2F3CL3 | SG | SG-8513 | Fixed | SD-1GHseries | 0～2000ppm/0～3000ppm/0～5000ppm/0～10000ppm/0～20000ppm
1,1,2-Trichloro-1,2,2-trifluoroethane | R-113 | 76-13-1 | C2F3CL3 | SG | SG-8513 | Fixed | SD-D58・GHseries | 0～2000ppm/0～3000ppm/0～5000ppm/0～10000ppm/0～20000ppm
1,1-Dichloro-1-fluoroethane | R-141b | 1717-00-6 | C2H3FCL2 | RI | DE-2113-35 | Fixed | RI-257 | 0～10000ppm
1,1-Dichloro-1-fluoroethane | R-141b | 1717-00-6 | C2H3FCL2 | SG | SG-8523 | Fixed | GD-A80Vseries | 0～200ppm/0～300ppm/0～500ppm/0～1000ppm/0～2000ppm/0～3000ppm/0～5000ppm
1,1-Dichloro-1-fluoroethane | R-141b | 1717-00-6 | C2H3FCL2 | SG | SG-8523 | Fixed | GD-D58・GHseries | 0～200ppm/0～300ppm/0～500ppm/0～1000ppm/0～2000ppm/0～3000ppm/0～5000ppm
1,1-Dichloro-1-fluoroethane | R-141b | 1717-00-6 | C2H3FCL2 | SG | SG-8523 | Fixed | SD-1GHseries | 0～200ppm/0～300ppm/0～500ppm/0～1000ppm/0～2000ppm/0～3000ppm/0～5000ppm
1,1-Dichloro-1-fluoroethane | R-141b | 1717-00-6 | C2H3FCL2 | SG | SG-8523 | Fixed | SD-D58・GHseries | 0～200ppm/0～300ppm/0～500ppm/0～1000ppm/0～2000ppm/0～3000ppm/0～5000ppm
1,1-Dichloro-2,2,2-trifluoroethane | R-123 | 306-83-2 | C2HF3CL2 | SH | SH-8661 | Portable | SP-220(TYPE F) | 0～10000ppm
1,1-Dichloro-2,2,2-trifluoroethane | R-123 | 306-83-2 | C2HF3CL2 | ES | ESU-23EM | Fixed | GD-70Dseries | 0～100ppm | PLU-70 required
1,1-Dichloro-2,2,2-trifluoroethane | R-123 | 306-83-2 | C2HF3CL2 | ES | ESU-23EM | Fixed | TP-70D | 0～100ppm | PLU-70 required
1,1-Dichloro-2,2,2-trifluoroethane | R-123 | 306-83-2 | C2HF3CL2 | RI | DE-2113-35 | Fixed | RI-257 | 0～5000ppm
1,1-Difluoroethane | R-152A | 75-37-6 | C2H4F2 | SG | SGU-8511 | Fixed | GD-70Dseries | 0～5000ppm
1,1-Difluoroethane | R-152A | 75-37-6 | C2H4F2 | SG | SGU-8511 | Fixed | TP-70D | 0～5000ppm
1,1-Difluoroethane | R-152A | 75-37-6 | C2H4F2 | SG | SG-8511 | Fixed | GD-A80Vseries | 0～1000ppm/0～2000ppm/0～3000ppm/0～5000ppm
1,1-Difluoroethane | R-152A | 75-37-6 | C2H4F2 | SG | SG-8511 | Fixed | GD-D58・GHseries | 0～1000ppm/0～2000ppm/0～3000ppm/0～5000ppm
1,1-Difluoroethane | R-152A | 75-37-6 | C2H4F2 | SG | SG-8511 | Fixed | SD-1GHseries | 0～1000ppm/0～2000ppm/0～3000ppm/0～5000ppm
1,1-Difluoroethane | R-152A | 75-37-6 | C2H4F2 | SG | SG-8511 | Fixed | SD-D58・GHseries | 0～1000ppm/0～2000ppm/0～3000ppm/0～5000ppm
1,1-Difluoroethane | R-152A | 75-37-6 | C2H4F2 | SG | SG-8521 | Fixed | GD-A80Vseries | 0～100ppm/0～200ppm/0～300ppm/0～500ppm
1,1-Difluoroethane | R-152A | 75-37-6 | C2H4F2 | SG | SG-8521 | Fixed | GD-D58・GHseries | 0～100ppm/0～200ppm/0～300ppm/0～500ppm
1,1-Difluoroethane | R-152A | 75-37-6 | C2H4F2 | SG | SG-8521 | Fixed | SD-1GHseries | 0～100ppm/0～200ppm/0～300ppm/0～500ppm
1,1-Difluoroethane | R-152A | 75-37-6 | C2H4F2 | SG | SG-8521 | Fixed | SD-D58・GHseries | 0～100ppm/0～200ppm/0～300ppm/0～500ppm
1,2,3,4-Tetrahydronaphthalene | C10H12 | 119-64-2 | C10H12 | SG | SG-8521 | Fixed | GD-A80Vseries | ★0～1000ppm/★0～2000ppm | ★Range easily affected by environmental conditions and other
1,2,3,4-Tetrahydronaphthalene | C10H12 | 119-64-2 | C10H12 | SG | SG-8521 | Fixed | GD-D58・GHseries | ★0～1000ppm/★0～2000ppm | ★Range easily affected by environmental conditions and other
1,2,3,4-Tetrahydronaphthalene | C10H12 | 119-64-2 | C10H12 | SG | SG-8521 | Fixed | SD-1GHseries | ★0～1000ppm/★0～2000ppm | ★Range easily affected by environmental conditions and other
1,2,3,4-Tetrahydronaphthalene | C10H12 | 119-64-2 | C10H12 | SG | SG-8521 | Fixed | SD-D58・GHseries | ★0～1000ppm/★0～2000ppm | ★Range easily affected by environmental conditions and other
1,2,3-Trichloropropane | C3H5CL3 | 96-18-4 | C3H5CL3 | SG | SG-8523 | Fixed | GD-A80Vseries | 0～100ppm/0～200ppm/0～300ppm/0～500ppm/0～1000ppm/0～2000ppm
1,2,3-Trichloropropane | C3H5CL3 | 96-18-4 | C3H5CL3 | SG | SG-8523 | Fixed | GD-D58・GHseries | 0～100ppm/0～200ppm/0～300ppm/0～500ppm/0～1000ppm/0～2000ppm
1,2,3-Trichloropropane | C3H5CL3 | 96-18-4 | C3H5CL3 | SG | SG-8523 | Fixed | SD-1GHseries | 0～100ppm/0～200ppm/0～300ppm/0～500ppm/0～1000ppm/0～2000ppm
1,2,3-Trichloropropane | C3H5CL3 | 96-18-4 | C3H5CL3 | SG | SG-8523 | Fixed | SD-D58・GHseries | 0～100ppm/0～200ppm/0～300ppm/0～500ppm/0～1000ppm/0～2000ppm
1,2-Dichloroethane | EDC | 107-06-2 | C2H4CL2 | SH | SH-8662 | Portable | SP-220(TYPE SC) | 0～10ppm
1,2-Dichloroethane | EDC | 107-06-2 | C2H4CL2 | SG | SGU-8513 | Fixed | GD-70Dseries | 0～500ppm
1,2-Dichloroethane | EDC | 107-06-2 | C2H4CL2 | SG | SGU-8513 | Fixed | TP-70D | 0～500ppm
1,2-Dichloroethane | EDC | 107-06-2 | C2H4CL2 | RI | DE-3315-1 | Fixed | SD-1RIseries | 0～100%LEL
1,2-Dichloroethane | EDC | 107-06-2 | C2H4CL2 | SG | SG-8513 | Fixed | GD-A80Vseries | 0～100ppm/0～200ppm/0～300ppm/0～500ppm
1,2-Dichloroethane | EDC | 107-06-2 | C2H4CL2 | SG | SG-8513 | Fixed | GD-D58・GHseries | 0～100ppm/0～200ppm/0～300ppm/0～500ppm
1,2-Dichloroethane | EDC | 107-06-2 | C2H4CL2 | SG | SG-8513 | Fixed | SD-1GHseries | 0～100ppm/0～200ppm/0～300ppm/0～500ppm
1,2-Dichloroethane | EDC | 107-06-2 | C2H4CL2 | SG | SG-8513 | Fixed | SD-D58・GHseries | 0～100ppm/0～200ppm/0～300ppm/0～500ppm
1,2-Dichloroethane | EDC | 107-06-2 | C2H4CL2 | SG | SG-8523 | Fixed | GD-A80Vseries | 0～1000ppm/0～2000ppm/0～3000ppm/0～5000ppm
1,2-Dichloroethane | EDC | 107-06-2 | C2H4CL2 | SG | SG-8523 | Fixed | GD-D58・GHseries | 0～1000ppm/0～2000ppm/0～3000ppm/0～5000ppm
1,2-Dichloroethane | EDC | 107-06-2 | C2H4CL2 | SG | SG-8523 | Fixed | SD-1GHseries | 0～1000ppm/0～2000ppm/0～3000ppm/0～5000ppm
1,2-Dichloroethane | EDC | 107-06-2 | C2H4CL2 | SG | SG-8523 | Fixed | SD-D58・GHseries | 0～1000ppm/0～2000ppm/0～3000ppm/0～5000ppm
1,2-Dichloropropane | C3H6CL2 | 78-87-5 | C3H6CL2 | SG | SG-8523 | Fixed | GD-A80Vseries | 0～100ppm/0～200ppm/0～300ppm/0～500ppm/0～1000ppm/0～2000ppm/0～3000ppm
1,2-Dichloropropane | C3H6CL2 | 78-87-5 | C3H6CL2 | SG | SG-8523 | Fixed | GD-D58・GHseries | 0～100ppm/0～200ppm/0～300ppm/0～500ppm/0～1000ppm/0～2000ppm/0～3000ppm
1,2-Dichloropropane | C3H6CL2 | 78-87-5 | C3H6CL2 | SG | SG-8523 | Fixed | SD-1GHseries | 0～100ppm/0～200ppm/0～300ppm/0～500ppm/0～1000ppm/0～2000ppm/0～3000ppm
1,2-Dichloropropane | C3H6CL2 | 78-87-5 | C3H6CL2 | SG | SG-8523 | Fixed | SD-D58・GHseries | 0～100ppm/0～200ppm/0～300ppm/0～500ppm/0～1000ppm/0～2000ppm/0～3000ppm
1,3-Butadiene | C4H6 | 106-99-0 | C4H6 | HW | NC-6215 | Portable | GP-1000(HC/CH4) | 0～100%LEL
1,3-Butadiene | C4H6 | 106-99-0 | C4H6 | HW | NC-6307 | Portable | NC-1000(HC/CH4) | 0～10000ppm
1,3-Butadiene | C4H6 | 106-99-0 | C4H6 | SH | SH-8661 | Portable | SP-220(TYPE H2) | 0～10000ppm
1,3-Butadiene | C4H6 | 106-99-0 | C4H6 | SG | SGU-8521 | Fixed | GD-70Dseries | 0～2000ppm
1,3-Butadiene | C4H6 | 106-99-0 | C4H6 | SG | SGU-8521 | Fixed | TP-70D | 0～2000ppm
1,3-Butadiene | C4H6 | 106-99-0 | C4H6 | RI | DE-3315-1 | Fixed | SD-1RIseries | 0～100%LEL
1,3-Butadiene | C4H6 | 106-99-0 | C4H6 | HW | HW-6211 | Fixed | SD-1(TYPE GP)series | ～100%LEL
1,3-Butadiene | C4H6 | 106-99-0 | C4H6 | HW | HW-6211 | Fixed | SD-D58(TYPE GP)series | ～100%LEL
1,3-Butadiene | C4H6 | 106-99-0 | C4H6 | HW | HW-6211/NC-6211 | Fixed | GD-A80series | ～100%LEL/～11000ppm
1,3-Butadiene | C4H6 | 106-99-0 | C4H6 | HW | HW-6211/NC-6211 | Fixed | GD-D58(TYPE GP)series | ～100%LEL/～11000ppm
1,3-Butadiene | C4H6 | 106-99-0 | C4H6 | HW | HW-6211/NC-6211 | Fixed | GD-D58(TYPE NC)series | ～100%LEL/～11000ppm
1,3-Butadiene | C4H6 | 106-99-0 | C4H6 | HW | HW-6211/NC-6211 | Fixed | SD-1(TYPE NC)series | ～100%LEL/～11000ppm
1,3-Butadiene | C4H6 | 106-99-0 | C4H6 | HW | HW-6211/NC-6211 | Fixed | SD-D58(TYPE NC)series | ～100%LEL/～11000ppm
1,3-Butadiene | C4H6 | 106-99-0 | C4H6 | HW | NC-6250 | Fixed | GD-A80series | ～100%LEL/～11000ppm
1,3-Butadiene | C4H6 | 106-99-0 | C4H6 | HW | NC-6250 | Fixed | GD-D58(TYPE NC)series | ～100%LEL/～11000ppm
1,3-Butadiene | C4H6 | 106-99-0 | C4H6 | SG | SG-8511 | Fixed | GD-A80Vseries | 0～3000ppm/0～5000ppm/0～10000ppm/0～50%LEL/0～100%LEL
1,3-Butadiene | C4H6 | 106-99-0 | C4H6 | SG | SG-8511 | Fixed | GD-D58・GHseries | 0～3000ppm/0～5000ppm/0～10000ppm/0～50%LEL/0～100%LEL
1,3-Butadiene | C4H6 | 106-99-0 | C4H6 | SG | SG-8511 | Fixed | SD-1GHseries | 0～3000ppm/0～5000ppm/0～10000ppm/0～50%LEL/0～100%LEL
1,3-Butadiene | C4H6 | 106-99-0 | C4H6 | SG | SG-8511 | Fixed | SD-D58・GHseries | 0～3000ppm/0～5000ppm/0～10000ppm/0～50%LEL/0～100%LEL
1,3-Butadiene | C4H6 | 106-99-0 | C4H6 | SG | SG-8521 | Fixed | GD-A80Vseries | 0～100ppm/0～200ppm/0～300ppm/0～500ppm/0～1000ppm/0～2000ppm
1,3-Butadiene | C4H6 | 106-99-0 | C4H6 | SG | SG-8521 | Fixed | GD-D58・GHseries | 0～100ppm/0～200ppm/0～300ppm/0～500ppm/0～1000ppm/0～2000ppm
1,3-Butadiene | C4H6 | 106-99-0 | C4H6 | SG | SG-8521 | Fixed | SD-1GHseries | 0～100ppm/0～200ppm/0～300ppm/0～500ppm/0～1000ppm/0～2000ppm
1,3-Butadiene | C4H6 | 106-99-0 | C4H6 | SG | SG-8521 | Fixed | SD-D58・GHseries | 0～100ppm/0～200ppm/0～300ppm/0～500ppm/0～1000ppm/0～2000ppm
1,3-Dichloro-1,1,2,2,3-pentafluoropropane | R-225cb | 507-55-1 | C3HF5CL2 | SG | SG-8513 | Fixed | GD-A80Vseries | 0～10000ppm
1,3-Dichloro-1,1,2,2,3-pentafluoropropane | R-225cb | 507-55-1 | C3HF5CL2 | SG | SG-8513 | Fixed | GD-D58・GHseries | 0～10000ppm
1,3-Dichloro-1,1,2,2,3-pentafluoropropane | R-225cb | 507-55-1 | C3HF5CL2 | SG | SG-8513 | Fixed | SD-1GHseries | 0～10000ppm
1,3-Dichloro-1,1,2,2,3-pentafluoropropane | R-225cb | 507-55-1 | C3HF5CL2 | SG | SG-8513 | Fixed | SD-D58・GHseries | 0～10000ppm
1,3-Dimethyl-2-imidazolidinone | DMI | 80-73-9 | C5H10N2O | HW | HW-6206 | Fixed | SD-2500 | 0～100%LEL | Upper limit of operating temperature of instrument: SD-2500=160℃/SD-2600=200℃/SD-2700：250℃
1,3-Dimethyl-2-imidazolidinone | DMI | 80-73-9 | C5H10N2O | HW | HW-6206 | Fixed | SD-2600 | 0～100%LEL | Upper limit of operating temperature of instrument: SD-2500=160℃/SD-2600=200℃/SD-2700：250℃
1,3-Dimethyl-2-imidazolidinone | DMI | 80-73-9 | C5H10N2O | HW | HW-6206 | Fixed | SD-2700 | 0～100%LEL | Upper limit of operating temperature of instrument: SD-2500=160℃/SD-2600=200℃/SD-2700：250℃
1,3-Dimethyl-2-imidazolidinone | DMI | 80-73-9 | C5H10N2O | HW | HW-6207 | Fixed | GD-A2400 | 0～100%LEL | Upper limit of operating temperature of instrument: GD-A2400=160℃
1,3-Dimethyl-2-imidazolidinone | DMI | 80-73-9 | C5H10N2O | HW | HW-6208 | Fixed | SD-2500 | 0～100%LEL | HW-6206 temperature sorted sensor, Upper limit of operating temperature of instrument: SD-2500=160℃/SD-2600=200℃/SD-2700：250℃
1,3-Dimethyl-2-imidazolidinone | DMI | 80-73-9 | C5H10N2O | HW | HW-6208 | Fixed | SD-2600 | 0～100%LEL | HW-6206 temperature sorted sensor, Upper limit of operating temperature of instrument: SD-2500=160℃/SD-2600=200℃/SD-2700：250℃
1,3-Dimethyl-2-imidazolidinone | DMI | 80-73-9 | C5H10N2O | HW | HW-6208 | Fixed | SD-2700 | 0～100%LEL | HW-6206 temperature sorted sensor, Upper limit of operating temperature of instrument: SD-2500=160℃/SD-2600=200℃/SD-2700：250℃
1,3-Dimethyl-2-imidazolidinone | DMI | 80-73-9 | C5H10N2O | HW | HW-6212 | Fixed | GD-A80-70series | 0～100%LEL
1,3-Dioxolane | C3H6O2 | 646-46-0 | C3H6O2 | RI | DE-3315-2 | Fixed | SD-1RIseries | 0～100%LEL
1,3-Dioxolane | C3H6O2 | 646-46-0 | C3H6O2 | HW | HW-6206 | Fixed | SD-2500 | 0～100%LEL | Upper limit of operating temperature of instrument: SD-2500=160℃/SD-2600=200℃/SD-2700：250℃
1,3-Dioxolane | C3H6O2 | 646-46-0 | C3H6O2 | HW | HW-6206 | Fixed | SD-2600 | 0～100%LEL | Upper limit of operating temperature of instrument: SD-2500=160℃/SD-2600=200℃/SD-2700：250℃
1,3-Dioxolane | C3H6O2 | 646-46-0 | C3H6O2 | HW | HW-6206 | Fixed | SD-2700 | 0～100%LEL | Upper limit of operating temperature of instrument: SD-2500=160℃/SD-2600=200℃/SD-2700：250℃
1,3-Dioxolane | C3H6O2 | 646-46-0 | C3H6O2 | HW | HW-6207 | Fixed | GD-A2400 | 0～100%LEL | Upper limit of operating temperature of instrument: GD-A2400=160℃
1,3-Dioxolane | C3H6O2 | 646-46-0 | C3H6O2 | HW | HW-6208 | Fixed | SD-2500 | 0～100%LEL | HW-6206 temperature sorted sensor, Upper limit of operating temperature of instrument: SD-2500=160℃/SD-2600=200℃/SD-2700：250℃
1,3-Dioxolane | C3H6O2 | 646-46-0 | C3H6O2 | HW | HW-6208 | Fixed | SD-2600 | 0～100%LEL | HW-6206 temperature sorted sensor, Upper limit of operating temperature of instrument: SD-2500=160℃/SD-2600=200℃/SD-2700：250℃
1,3-Dioxolane | C3H6O2 | 646-46-0 | C3H6O2 | HW | HW-6208 | Fixed | SD-2700 | 0～100%LEL | HW-6206 temperature sorted sensor, Upper limit of operating temperature of instrument: SD-2500=160℃/SD-2600=200℃/SD-2700：250℃
1,3-Dioxolane | C3H6O2 | 646-46-0 | C3H6O2 | HW | HW-6212 | Fixed | GD-A80-70series | 0～100%LEL
1,5-Hexadiene | HeXD | 592-42-7 | C6H10 | HW | HW-6211 | Fixed | SD-1(TYPE GP)series | 0～100%LEL
1,5-Hexadiene | HeXD | 592-42-7 | C6H10 | HW | HW-6211 | Fixed | SD-D58(TYPE GP)series | 0～100%LEL
1,5-Hexadiene | HeXD | 592-42-7 | C6H10 | HW | HW-6211/NC-6211 | Fixed | GD-A80series | ～100%LEL/～20000ppm
1,5-Hexadiene | HeXD | 592-42-7 | C6H10 | HW | HW-6211/NC-6211 | Fixed | GD-D58(TYPE GP)series | ～100%LEL/～20000ppm
1,5-Hexadiene | HeXD | 592-42-7 | C6H10 | HW | HW-6211/NC-6211 | Fixed | GD-D58(TYPE NC)series | ～100%LEL/～20000ppm
1,5-Hexadiene | HeXD | 592-42-7 | C6H10 | HW | HW-6211/NC-6211 | Fixed | SD-1(TYPE NC)series | ～100%LEL/～20000ppm
1,5-Hexadiene | HeXD | 592-42-7 | C6H10 | HW | HW-6211/NC-6211 | Fixed | SD-D58(TYPE NC)series | ～100%LEL/～20000ppm
1,7-Octadiene | C8H14 | 3710-30-3 | C8H14 | HW | HW-6211 | Fixed | SD-1(TYPE GP)series | ～100%LEL
1,7-Octadiene | C8H14 | 3710-30-3 | C8H14 | HW | HW-6211 | Fixed | SD-D58(TYPE GP)series | ～100%LEL
1,7-Octadiene | C8H14 | 3710-30-3 | C8H14 | HW | HW-6211/NC-6211 | Fixed | GD-A80series | ～100%LEL/～5000ppm
1,7-Octadiene | C8H14 | 3710-30-3 | C8H14 | HW | HW-6211/NC-6211 | Fixed | GD-D58(TYPE GP)series | ～100%LEL/～5000ppm
1,7-Octadiene | C8H14 | 3710-30-3 | C8H14 | HW | HW-6211/NC-6211 | Fixed | GD-D58(TYPE NC)series | ～100%LEL/～5000ppm
1,7-Octadiene | C8H14 | 3710-30-3 | C8H14 | HW | HW-6211/NC-6211 | Fixed | SD-1(TYPE NC)series | ～100%LEL/～5000ppm
1,7-Octadiene | C8H14 | 3710-30-3 | C8H14 | HW | HW-6211/NC-6211 | Fixed | SD-D58(TYPE NC)series | ～100%LEL/～5000ppm
1-Bromopropane | C3H7Br | 106-94-5 | C3H7Br | SG | SG-8562 | Fixed | GD-A80Vseries | 0～300ppm/0～500ppm/0～1000ppm/0～2000ppm/0～3000ppm/0～5000ppm
1-Bromopropane | C3H7Br | 106-94-5 | C3H7Br | SG | SG-8562 | Fixed | GD-D58・GHseries | 0～300ppm/0～500ppm/0～1000ppm/0～2000ppm/0～3000ppm/0～5000ppm
1-Bromopropane | C3H7Br | 106-94-5 | C3H7Br | SG | SG-8562 | Fixed | SD-1GHseries | 0～300ppm/0～500ppm/0～1000ppm/0～2000ppm/0～3000ppm/0～5000ppm
1-Bromopropane | C3H7Br | 106-94-5 | C3H7Br | SG | SG-8562 | Fixed | SD-D58・GHseries | 0～300ppm/0～500ppm/0～1000ppm/0～2000ppm/0～3000ppm/0～5000ppm
1-Butene | C4H8 | 106-98-9 | C4H8 | HW | NC-6215 | Portable | GP-1000(Specified cal.gas) | 0～100%LEL
1-Butene | C4H8 | 106-98-9 | C4H8 | RI | DE-3315-1 | Fixed | SD-1RIseries | 0～100%LEL
1-Butene | C4H8 | 106-98-9 | C4H8 | HW | HW-6211 | Fixed | SD-1(TYPE GP)series | ～100%LEL
1-Butene | C4H8 | 106-98-9 | C4H8 | HW | HW-6211 | Fixed | SD-D58(TYPE GP)series | ～100%LEL
1-Butene | C4H8 | 106-98-9 | C4H8 | HW | HW-6211/NC-6211 | Fixed | GD-A80series | ～100%LEL/～16000ppm
1-Butene | C4H8 | 106-98-9 | C4H8 | HW | HW-6211/NC-6211 | Fixed | GD-D58(TYPE GP)series | ～100%LEL/～16000ppm
1-Butene | C4H8 | 106-98-9 | C4H8 | HW | HW-6211/NC-6211 | Fixed | GD-D58(TYPE NC)series | ～100%LEL/～16000ppm
1-Butene | C4H8 | 106-98-9 | C4H8 | HW | HW-6211/NC-6211 | Fixed | SD-1(TYPE NC)series | ～100%LEL/～16000ppm
1-Butene | C4H8 | 106-98-9 | C4H8 | HW | HW-6211/NC-6211 | Fixed | SD-D58(TYPE NC)series | ～100%LEL/～16000ppm
1-Butene | C4H8 | 106-98-9 | C4H8 | SG | SG-8521 | Fixed | GD-A80Vseries | 0～200ppm/0～300ppm/0～500ppm/0～1000ppm/0～2000ppm/0～3000ppm
1-Butene | C4H8 | 106-98-9 | C4H8 | SG | SG-8521 | Fixed | GD-D58・GHseries | 0～200ppm/0～300ppm/0～500ppm/0～1000ppm/0～2000ppm/0～3000ppm
1-Butene | C4H8 | 106-98-9 | C4H8 | SG | SG-8521 | Fixed | SD-1GHseries | 0～200ppm/0～300ppm/0～500ppm/0～1000ppm/0～2000ppm/0～3000ppm
1-Butene | C4H8 | 106-98-9 | C4H8 | SG | SG-8521 | Fixed | SD-D58・GHseries | 0～200ppm/0～300ppm/0～500ppm/0～1000ppm/0～2000ppm/0～3000ppm
1-Chloro-1,1-difluoroethane | R-142b | 75-68-3 | C2H3F2CL | SH | SH-8661 | Portable | SP-220(TYPE F) | 0～1000ppm
1-Chloro-1,1-difluoroethane | R-142b | 75-68-3 | C2H3F2CL | SG | SG-8513 | Fixed | GD-A80Vseries | 0～200ppm/0～300ppm/0～500ppm/0～1000ppm/0～2000ppm/0～3000ppm/0～5000ppm
1-Chloro-1,1-difluoroethane | R-142b | 75-68-3 | C2H3F2CL | SG | SG-8513 | Fixed | GD-D58・GHseries | 0～200ppm/0～300ppm/0～500ppm/0～1000ppm/0～2000ppm/0～3000ppm/0～5000ppm
1-Chloro-1,1-difluoroethane | R-142b | 75-68-3 | C2H3F2CL | SG | SG-8513 | Fixed | SD-1GHseries | 0～200ppm/0～300ppm/0～500ppm/0～1000ppm/0～2000ppm/0～3000ppm/0～5000ppm
1-Chloro-1,1-difluoroethane | R-142b | 75-68-3 | C2H3F2CL | SG | SG-8513 | Fixed | SD-D58・GHseries | 0～200ppm/0～300ppm/0～500ppm/0～1000ppm/0～2000ppm/0～3000ppm/0～5000ppm
1-Chlorobutane | NBC | 109-69-3 | C4H9CL | SG | SG-8513 | Fixed | GD-A80Vseries | 0～200ppm/0～300ppm/0～500ppm/0～1000ppm/0～2000ppm/0～3000ppm/0～5000ppm
1-Chlorobutane | NBC | 109-69-3 | C4H9CL | SG | SG-8513 | Fixed | GD-D58・GHseries | 0～200ppm/0～300ppm/0～500ppm/0～1000ppm/0～2000ppm/0～3000ppm/0～5000ppm
1-Chlorobutane | NBC | 109-69-3 | C4H9CL | SG | SG-8513 | Fixed | SD-1GHseries | 0～200ppm/0～300ppm/0～500ppm/0～1000ppm/0～2000ppm/0～3000ppm/0～5000ppm
1-Chlorobutane | NBC | 109-69-3 | C4H9CL | SG | SG-8513 | Fixed | SD-D58・GHseries | 0～200ppm/0～300ppm/0～500ppm/0～1000ppm/0～2000ppm/0～3000ppm/0～5000ppm
1-Chloropropane | NPC | 540-54-5 | C3H7CL | SG | SG-8523 | Fixed | GD-A80Vseries | 0～100ppm/0～200ppm/0～300ppm/0～500ppm/0～1000ppm/0～2000ppm
1-Chloropropane | NPC | 540-54-5 | C3H7CL | SG | SG-8523 | Fixed | GD-D58・GHseries | 0～100ppm/0～200ppm/0～300ppm/0～500ppm/0～1000ppm/0～2000ppm
1-Chloropropane | NPC | 540-54-5 | C3H7CL | SG | SG-8523 | Fixed | SD-1GHseries | 0～100ppm/0～200ppm/0～300ppm/0～500ppm/0～1000ppm/0～2000ppm
1-Chloropropane | NPC | 540-54-5 | C3H7CL | SG | SG-8523 | Fixed | SD-D58・GHseries | 0～100ppm/0～200ppm/0～300ppm/0～500ppm/0～1000ppm/0～2000ppm
1-Hexanol | HexOH | 111-27-3 | C6H14O | SG | SG-8521 | Fixed | GD-A80Vseries | 0～100ppm/0～200ppm/0～300ppm/0～500ppm/0～1000ppm/0～2000ppm
1-Hexanol | HexOH | 111-27-3 | C6H14O | SG | SG-8521 | Fixed | GD-D58・GHseries | 0～100ppm/0～200ppm/0～300ppm/0～500ppm/0～1000ppm/0～2000ppm
1-Hexanol | HexOH | 111-27-3 | C6H14O | SG | SG-8521 | Fixed | SD-1GHseries | 0～100ppm/0～200ppm/0～300ppm/0～500ppm/0～1000ppm/0～2000ppm
1-Hexanol | HexOH | 111-27-3 | C6H14O | SG | SG-8521 | Fixed | SD-D58・GHseries | 0～100ppm/0～200ppm/0～300ppm/0～500ppm/0～1000ppm/0～2000ppm
1-Hexene | 1-C6H12 | 592-41-6 | C6H12 | SG | SGU-8521 | Fixed | GD-70Dseries | 0～1000ppm
1-Hexene | 1-C6H12 | 592-41-6 | C6H12 | SG | SGU-8521 | Fixed | TP-70D | 0～1000ppm
1-Hexene | 1-C6H12 | 592-41-6 | C6H12 | RI | DE-3315-1 | Fixed | SD-1RIseries | 0～100%LEL
1-Hexene | 1-C6H12 | 592-41-6 | C6H12 | HW | HW-6211 | Fixed | SD-1(TYPE GP)series | ～100%LEL
1-Hexene | 1-C6H12 | 592-41-6 | C6H12 | HW | HW-6211 | Fixed | SD-D58(TYPE GP)series | ～100%LEL
1-Hexene | 1-C6H12 | 592-41-6 | C6H12 | HW | HW-6211/NC-6211 | Fixed | GD-A80series | ～100%LEL/～12000ppm
1-Hexene | 1-C6H12 | 592-41-6 | C6H12 | HW | HW-6211/NC-6211 | Fixed | GD-D58(TYPE GP)series | ～100%LEL/～12000ppm
1-Hexene | 1-C6H12 | 592-41-6 | C6H12 | HW | HW-6211/NC-6211 | Fixed | GD-D58(TYPE NC)series | ～100%LEL/～12000ppm
1-Hexene | 1-C6H12 | 592-41-6 | C6H12 | HW | HW-6211/NC-6211 | Fixed | SD-1(TYPE NC)series | ～100%LEL/～12000ppm
1-Hexene | 1-C6H12 | 592-41-6 | C6H12 | HW | HW-6211/NC-6211 | Fixed | SD-D58(TYPE NC)series | ～100%LEL/～12000ppm
1-Hexene | 1-C6H12 | 592-41-6 | C6H12 | SG | SG-8521 | Fixed | GD-A80Vseries | 0～50ppm/0～100ppm/0～200ppm/0～300ppm/0～500ppm/0～1000ppm
1-Hexene | 1-C6H12 | 592-41-6 | C6H12 | SG | SG-8521 | Fixed | GD-D58・GHseries | 0～50ppm/0～100ppm/0～200ppm/0～300ppm/0～500ppm/0～1000ppm
1-Hexene | 1-C6H12 | 592-41-6 | C6H12 | SG | SG-8521 | Fixed | SD-1GHseries | 0～50ppm/0～100ppm/0～200ppm/0～300ppm/0～500ppm/0～1000ppm
1-Hexene | 1-C6H12 | 592-41-6 | C6H12 | SG | SG-8521 | Fixed | SD-D58・GHseries | 0～50ppm/0～100ppm/0～200ppm/0～300ppm/0～500ppm/0～1000ppm
1-Methylpyrrolidine | C5H11N | 120-94-5 | C5H11N | SG | SG-8562 | Fixed | GD-A80Vseries | 0～20ppm/0～30ppm/0～50ppm/0～100ppm/0～200ppm
1-Methylpyrrolidine | C5H11N | 120-94-5 | C5H11N | SG | SG-8562 | Fixed | GD-D58・GHseries | 0～20ppm/0～30ppm/0～50ppm/0～100ppm/0～200ppm
1-Methylpyrrolidine | C5H11N | 120-94-5 | C5H11N | SG | SG-8562 | Fixed | SD-1GHseries | 0～20ppm/0～30ppm/0～50ppm/0～100ppm/0～200ppm
1-Methylpyrrolidine | C5H11N | 120-94-5 | C5H11N | SG | SG-8562 | Fixed | SD-D58・GHseries | 0～20ppm/0～30ppm/0～50ppm/0～100ppm/0～200ppm
1-Pentene | 1-C5H10 | 109-67-1 | C5H10 | HW | NC-6215 | Portable | GP-1000(Specified cal.gas) | 0～100%LEL
2-(Dimethylamino)ethanol | DMEA | 108-01-0 | C4H11NO | HW | HW-6211/NC-6211 | Fixed | GD-A80series | ～30%LEL/～4000ppm
2-(Dimethylamino)ethanol | DMEA | 108-01-0 | C4H11NO | HW | HW-6211/NC-6211 | Fixed | GD-D58(TYPE GP)series | ～30%LEL/～4000ppm
2-(Dimethylamino)ethanol | DMEA | 108-01-0 | C4H11NO | HW | HW-6211/NC-6211 | Fixed | GD-D58(TYPE NC)series | ～30%LEL/～4000ppm
2-(Dimethylamino)ethanol | DMEA | 108-01-0 | C4H11NO | HW | HW-6211/NC-6211 | Fixed | SD-1(TYPE NC)series | ～30%LEL/～4000ppm
2-(Dimethylamino)ethanol | DMEA | 108-01-0 | C4H11NO | HW | HW-6211/NC-6211 | Fixed | SD-D58(TYPE NC)series | ～30%LEL/～4000ppm
2-(Dimethylamino)ethanol | DMEA | 108-01-0 | C4H11NO | HW | HW-6206 | Fixed | SD-2500 | 0～100%LEL | Upper limit of operating temperature of instrument: SD-2500=160℃/SD-2600=200℃/SD-2700：250℃
2-(Dimethylamino)ethanol | DMEA | 108-01-0 | C4H11NO | HW | HW-6206 | Fixed | SD-2600 | 0～100%LEL | Upper limit of operating temperature of instrument: SD-2500=160℃/SD-2600=200℃/SD-2700：250℃
2-(Dimethylamino)ethanol | DMEA | 108-01-0 | C4H11NO | HW | HW-6206 | Fixed | SD-2700 | 0～100%LEL | Upper limit of operating temperature of instrument: SD-2500=160℃/SD-2600=200℃/SD-2700：250℃
2-(Dimethylamino)ethanol | DMEA | 108-01-0 | C4H11NO | HW | HW-6207 | Fixed | GD-A2400 | 0～100%LEL | Upper limit of operating temperature of instrument: GD-A2400=160℃
2-(Dimethylamino)ethanol | DMEA | 108-01-0 | C4H11NO | HW | HW-6208 | Fixed | SD-2500 | 0～100%LEL | HW-6206 temperature sorted sensor, Upper limit of operating temperature of instrument: SD-2500=160℃/SD-2600=200℃/SD-2700：250℃
2-(Dimethylamino)ethanol | DMEA | 108-01-0 | C4H11NO | HW | HW-6208 | Fixed | SD-2600 | 0～100%LEL | HW-6206 temperature sorted sensor, Upper limit of operating temperature of instrument: SD-2500=160℃/SD-2600=200℃/SD-2700：250℃
2-(Dimethylamino)ethanol | DMEA | 108-01-0 | C4H11NO | HW | HW-6208 | Fixed | SD-2700 | 0～100%LEL | HW-6206 temperature sorted sensor, Upper limit of operating temperature of instrument: SD-2500=160℃/SD-2600=200℃/SD-2700：250℃
2-(Dimethylamino)ethanol | DMEA | 108-01-0 | C4H11NO | HW | HW-6212 | Fixed | GD-A80-70series | 0～100%LEL
2-(Dimethylamino)ethanol | DMEA | 108-01-0 | C4H11NO | SG | SG-8521 | Fixed | GD-A80Vseries | 0～50ppm/0～100ppm/0～200ppm/0～300ppm/0～500ppm/0～1000ppm
2-(Dimethylamino)ethanol | DMEA | 108-01-0 | C4H11NO | SG | SG-8521 | Fixed | GD-D58・GHseries | 0～50ppm/0～100ppm/0～200ppm/0～300ppm/0～500ppm/0～1000ppm
2-(Dimethylamino)ethanol | DMEA | 108-01-0 | C4H11NO | SG | SG-8521 | Fixed | SD-1GHseries | 0～50ppm/0～100ppm/0～200ppm/0～300ppm/0～500ppm/0～1000ppm
2-(Dimethylamino)ethanol | DMEA | 108-01-0 | C4H11NO | SG | SG-8521 | Fixed | SD-D58・GHseries | 0～50ppm/0～100ppm/0～200ppm/0～300ppm/0～500ppm/0～1000ppm
2,2,2-Trifluoroethanol | C2H3OF3 | 75-89-8 | C2H3OF3 | HW | HW-6211 | Fixed | SD-1(TYPE GP)series | ～100%LEL
2,2,2-Trifluoroethanol | C2H3OF3 | 75-89-8 | C2H3OF3 | HW | HW-6211 | Fixed | SD-D58(TYPE GP)series | ～100%LEL
2,2,2-Trifluoroethanol | C2H3OF3 | 75-89-8 | C2H3OF3 | HW | HW-6211/NC-6211 | Fixed | GD-A80series | ～100%LEL/～55000ppm
2,2,2-Trifluoroethanol | C2H3OF3 | 75-89-8 | C2H3OF3 | HW | HW-6211/NC-6211 | Fixed | GD-D58(TYPE GP)series | ～100%LEL/～55000ppm
2,2,2-Trifluoroethanol | C2H3OF3 | 75-89-8 | C2H3OF3 | HW | HW-6211/NC-6211 | Fixed | GD-D58(TYPE NC)series | ～100%LEL/～55000ppm
2,2,2-Trifluoroethanol | C2H3OF3 | 75-89-8 | C2H3OF3 | HW | HW-6211/NC-6211 | Fixed | SD-1(TYPE NC)series | ～100%LEL/～55000ppm
2,2,2-Trifluoroethanol | C2H3OF3 | 75-89-8 | C2H3OF3 | HW | HW-6211/NC-6211 | Fixed | SD-D58(TYPE NC)series | ～100%LEL/～55000ppm
2,2,2-Trifluoroethanol | C2H3OF3 | 75-89-8 | C2H3OF3 | SG | SG-8521 | Fixed | GD-A80Vseries | 0～200ppm/0～300ppm/0～500ppm/0～1000ppm/0～2000ppm/0～3000ppm/0～5000ppm
2,2,2-Trifluoroethanol | C2H3OF3 | 75-89-8 | C2H3OF3 | SG | SG-8521 | Fixed | GD-D58・GHseries | 0～200ppm/0～300ppm/0～500ppm/0～1000ppm/0～2000ppm/0～3000ppm/0～5000ppm
2,2,2-Trifluoroethanol | C2H3OF3 | 75-89-8 | C2H3OF3 | SG | SG-8521 | Fixed | SD-1GHseries | 0～200ppm/0～300ppm/0～500ppm/0～1000ppm/0～2000ppm/0～3000ppm/0～5000ppm
2,2,2-Trifluoroethanol | C2H3OF3 | 75-89-8 | C2H3OF3 | SG | SG-8521 | Fixed | SD-D58・GHseries | 0～200ppm/0～300ppm/0～500ppm/0～1000ppm/0～2000ppm/0～3000ppm/0～5000ppm
2,2-Difluorobutane | C4H8F2 | 353-81-1 | C4H8F2 | RI | DE-2113-37 | Fixed | RI-257 | 0～5000ppm
2,2-Dimethylbutane | Neo-Hex | 75-83-2 | C6H14 | SG | SG-8521 | Fixed | GD-A80Vseries | 0～300ppm/0～500ppm/0～1000ppm/0～2000ppm/0～3000ppm/0～5000ppm
2,2-Dimethylbutane | Neo-Hex | 75-83-2 | C6H14 | SG | SG-8521 | Fixed | GD-D58・GHseries | 0～300ppm/0～500ppm/0～1000ppm/0～2000ppm/0～3000ppm/0～5000ppm
2,2-Dimethylbutane | Neo-Hex | 75-83-2 | C6H14 | SG | SG-8521 | Fixed | SD-1GHseries | 0～300ppm/0～500ppm/0～1000ppm/0～2000ppm/0～3000ppm/0～5000ppm
2,2-Dimethylbutane | Neo-Hex | 75-83-2 | C6H14 | SG | SG-8521 | Fixed | SD-D58・GHseries | 0～300ppm/0～500ppm/0～1000ppm/0～2000ppm/0～3000ppm/0～5000ppm
2,3,3,3-Tetrafluoroprop-1-ene | CH2C2F4 | 754-12-1 | C3H2F4 | SH | SH-8662 | Portable | SP-220(TYPE SC) | 0～30ppm
2,3,3,3-Tetrafluoroprop-1-ene | CH2C2F4 | 754-12-1 | C3H2F4 | SH | SH-8661 | Portable | SP-220(TYPE F) | 0～2000ppm
2,3,3,3-Tetrafluoroprop-1-ene | CH2C2F4 | 754-12-1 | C3H2F4 | SH | SH-8661 | Portable | SP-220(TYPE H2) | 0～2000ppm
2,3,3,3-Tetrafluoroprop-1-ene | CH2C2F4 | 754-12-1 | C3H2F4 | RI | DE-2113-35 | Fixed | RI-257 | 0～5000ppm
2,3,3,3-Tetrafluoroprop-1-ene | CH2C2F4 | 754-12-1 | C3H2F4 | SG | SG-8521 | Fixed | GD-A80Vseries | 0～500ppm/0～1000ppm/0～2000ppm/0～3000ppm/0～5000ppm/0～10000ppm/0～20000ppm
2,3,3,3-Tetrafluoroprop-1-ene | CH2C2F4 | 754-12-1 | C3H2F4 | SG | SG-8521 | Fixed | GD-D58・GHseries | 0～500ppm/0～1000ppm/0～2000ppm/0～3000ppm/0～5000ppm/0～10000ppm/0～20000ppm
2,3,3,3-Tetrafluoroprop-1-ene | CH2C2F4 | 754-12-1 | C3H2F4 | SG | SG-8521 | Fixed | SD-1GHseries | 0～500ppm/0～1000ppm/0～2000ppm/0～3000ppm/0～5000ppm/0～10000ppm/0～20000ppm
2,3,3,3-Tetrafluoroprop-1-ene | CH2C2F4 | 754-12-1 | C3H2F4 | SG | SG-8521 | Fixed | SD-D58・GHseries | 0～500ppm/0～1000ppm/0～2000ppm/0～3000ppm/0～5000ppm/0～10000ppm/0～20000ppm
2,4-Pentanedione | 2,4-pent | 123-54-6 | C5H8O2 | HW | HW-6206 | Fixed | SD-2500 | 0～100%LEL | Upper limit of operating temperature of instrument: SD-2500=160℃/SD-2600=200℃/SD-2700：250℃
2,4-Pentanedione | 2,4-pent | 123-54-6 | C5H8O2 | HW | HW-6206 | Fixed | SD-2600 | 0～100%LEL | Upper limit of operating temperature of instrument: SD-2500=160℃/SD-2600=200℃/SD-2700：250℃
2,4-Pentanedione | 2,4-pent | 123-54-6 | C5H8O2 | HW | HW-6206 | Fixed | SD-2700 | 0～100%LEL | Upper limit of operating temperature of instrument: SD-2500=160℃/SD-2600=200℃/SD-2700：250℃
2,4-Pentanedione | 2,4-pent | 123-54-6 | C5H8O2 | HW | HW-6207 | Fixed | GD-A2400 | 0～100%LEL | Upper limit of operating temperature of instrument: GD-A2400=160℃
2,4-Pentanedione | 2,4-pent | 123-54-6 | C5H8O2 | HW | HW-6208 | Fixed | SD-2500 | 0～100%LEL | HW-6206 temperature sorted sensor, Upper limit of operating temperature of instrument: SD-2500=160℃/SD-2600=200℃/SD-2700：250℃
2,4-Pentanedione | 2,4-pent | 123-54-6 | C5H8O2 | HW | HW-6208 | Fixed | SD-2600 | 0～100%LEL | HW-6206 temperature sorted sensor, Upper limit of operating temperature of instrument: SD-2500=160℃/SD-2600=200℃/SD-2700：250℃
2,4-Pentanedione | 2,4-pent | 123-54-6 | C5H8O2 | HW | HW-6208 | Fixed | SD-2700 | 0～100%LEL | HW-6206 temperature sorted sensor, Upper limit of operating temperature of instrument: SD-2500=160℃/SD-2600=200℃/SD-2700：250℃
2,4-Pentanedione | 2,4-pent | 123-54-6 | C5H8O2 | HW | HW-6212 | Fixed | GD-A80-70series | 0～100%LEL
2,5-Norbornadiene | BCHD | 121-46-0 | C7H8 | SG | SG-8521 | Fixed | GD-A80Vseries | 0～100ppm/0～200ppm/0～300ppm/0～500ppm/0～1000ppm
2,5-Norbornadiene | BCHD | 121-46-0 | C7H8 | SG | SG-8521 | Fixed | GD-D58・GHseries | 0～100ppm/0～200ppm/0～300ppm/0～500ppm/0～1000ppm
2,5-Norbornadiene | BCHD | 121-46-0 | C7H8 | SG | SG-8521 | Fixed | SD-1GHseries | 0～100ppm/0～200ppm/0～300ppm/0～500ppm/0～1000ppm
2,5-Norbornadiene | BCHD | 121-46-0 | C7H8 | SG | SG-8521 | Fixed | SD-D58・GHseries | 0～100ppm/0～200ppm/0～300ppm/0～500ppm/0～1000ppm
2-Butanol | 2-BuOH | 78-92-2 | C4H10O | HW | HW-6211 | Fixed | SD-1(TYPE GP)series | ～100%LEL
2-Butanol | 2-BuOH | 78-92-2 | C4H10O | HW | HW-6211 | Fixed | SD-D58(TYPE GP)series | ～100%LEL
2-Butanol | 2-BuOH | 78-92-2 | C4H10O | HW | HW-6211/NC-6211 | Fixed | GD-A80series | ～100%LEL/～17000ppm
2-Butanol | 2-BuOH | 78-92-2 | C4H10O | HW | HW-6211/NC-6211 | Fixed | GD-D58(TYPE GP)series | ～100%LEL/～17000ppm
2-Butanol | 2-BuOH | 78-92-2 | C4H10O | HW | HW-6211/NC-6211 | Fixed | GD-D58(TYPE NC)series | ～100%LEL/～17000ppm
2-Butanol | 2-BuOH | 78-92-2 | C4H10O | HW | HW-6211/NC-6211 | Fixed | SD-1(TYPE NC)series | ～100%LEL/～17000ppm
2-Butanol | 2-BuOH | 78-92-2 | C4H10O | HW | HW-6211/NC-6211 | Fixed | SD-D58(TYPE NC)series | ～100%LEL/～17000ppm
2-Butoxyethanol | C6H14O2 | 111-76-2 | C6H14O2 | HW | NC-6211 | Fixed | GD-A80series | ～25%LEL/～2750ppm
2-Butoxyethanol | C6H14O2 | 111-76-2 | C6H14O2 | HW | NC-6211 | Fixed | GD-D58(TYPE GP)series | ～25%LEL/～2750ppm
2-Butoxyethanol | C6H14O2 | 111-76-2 | C6H14O2 | HW | NC-6211 | Fixed | GD-D58(TYPE NC)series | ～25%LEL/～2750ppm
2-Butoxyethanol | C6H14O2 | 111-76-2 | C6H14O2 | HW | NC-6211 | Fixed | SD-1(TYPE NC)series | ～25%LEL/～2750ppm
2-Butoxyethanol | C6H14O2 | 111-76-2 | C6H14O2 | HW | NC-6211 | Fixed | SD-D58(TYPE NC)series | ～25%LEL/～2750ppm
2-Butoxyethanol | C6H14O2 | 111-76-2 | C6H14O2 | HW | HW-6206 | Fixed | SD-2500 | 0～100%LEL | Upper limit of operating temperature of instrument: SD-2500=160℃/SD-2600=200℃/SD-2700：250℃
2-Butoxyethanol | C6H14O2 | 111-76-2 | C6H14O2 | HW | HW-6206 | Fixed | SD-2600 | 0～100%LEL | Upper limit of operating temperature of instrument: SD-2500=160℃/SD-2600=200℃/SD-2700：250℃
2-Butoxyethanol | C6H14O2 | 111-76-2 | C6H14O2 | HW | HW-6206 | Fixed | SD-2700 | 0～100%LEL | Upper limit of operating temperature of instrument: SD-2500=160℃/SD-2600=200℃/SD-2700：250℃
2-Butoxyethanol | C6H14O2 | 111-76-2 | C6H14O2 | HW | HW-6207 | Fixed | GD-A2400 | 0～100%LEL | Upper limit of operating temperature of instrument: GD-A2400=160℃
2-Butoxyethanol | C6H14O2 | 111-76-2 | C6H14O2 | HW | HW-6208 | Fixed | SD-2500 | 0～100%LEL | HW-6206 temperature sorted sensor, Upper limit of operating temperature of instrument: SD-2500=160℃/SD-2600=200℃/SD-2700：250℃
2-Butoxyethanol | C6H14O2 | 111-76-2 | C6H14O2 | HW | HW-6208 | Fixed | SD-2600 | 0～100%LEL | HW-6206 temperature sorted sensor, Upper limit of operating temperature of instrument: SD-2500=160℃/SD-2600=200℃/SD-2700：250℃
2-Butoxyethanol | C6H14O2 | 111-76-2 | C6H14O2 | HW | HW-6208 | Fixed | SD-2700 | 0～100%LEL | HW-6206 temperature sorted sensor, Upper limit of operating temperature of instrument: SD-2500=160℃/SD-2600=200℃/SD-2700：250℃
2-Butoxyethanol | C6H14O2 | 111-76-2 | C6H14O2 | HW | HW-6212 | Fixed | GD-A80-70series | 0～100%LEL
2-Butoxyethanol | C6H14O2 | 111-76-2 | C6H14O2 | SG | SG-8521 | Fixed | GD-A80Vseries | 0～50ppm/0～100ppm/0～200ppm/0～300ppm/0～500ppm/0～1000ppm
2-Butoxyethanol | C6H14O2 | 111-76-2 | C6H14O2 | SG | SG-8521 | Fixed | GD-D58・GHseries | 0～50ppm/0～100ppm/0～200ppm/0～300ppm/0～500ppm/0～1000ppm
2-Butoxyethanol | C6H14O2 | 111-76-2 | C6H14O2 | SG | SG-8521 | Fixed | SD-1GHseries | 0～50ppm/0～100ppm/0～200ppm/0～300ppm/0～500ppm/0～1000ppm
2-Butoxyethanol | C6H14O2 | 111-76-2 | C6H14O2 | SG | SG-8521 | Fixed | SD-D58・GHseries | 0～50ppm/0～100ppm/0～200ppm/0～300ppm/0～500ppm/0～1000ppm
2-Butoxyethyl acetate | C8H16O3 | 112-07-2 | C8H16O3 | SG | SG-8521 | Fixed | GD-A80Vseries | 0～200ppm
2-Butoxyethyl acetate | C8H16O3 | 112-07-2 | C8H16O3 | SG | SG-8521 | Fixed | GD-D58・GHseries | 0～200ppm
2-Butoxyethyl acetate | C8H16O3 | 112-07-2 | C8H16O3 | SG | SG-8521 | Fixed | SD-1GHseries | 0～200ppm
2-Butoxyethyl acetate | C8H16O3 | 112-07-2 | C8H16O3 | SG | SG-8521 | Fixed | SD-D58・GHseries | 0～200ppm
2-Butyne | 2-C4H6 | 503-17-3 | C4H6 | SG | SG-8562 | Fixed | GD-A80Vseries | 0～100ppm/0～200ppm/0～300ppm/0～500ppm/0～1000ppm/0～2000ppm
2-Butyne | 2-C4H6 | 503-17-3 | C4H6 | SG | SG-8562 | Fixed | GD-D58・GHseries | 0～100ppm/0～200ppm/0～300ppm/0～500ppm/0～1000ppm/0～2000ppm
2-Butyne | 2-C4H6 | 503-17-3 | C4H6 | SG | SG-8562 | Fixed | SD-1GHseries | 0～100ppm/0～200ppm/0～300ppm/0～500ppm/0～1000ppm/0～2000ppm
2-Butyne | 2-C4H6 | 503-17-3 | C4H6 | SG | SG-8562 | Fixed | SD-D58・GHseries | 0～100ppm/0～200ppm/0～300ppm/0～500ppm/0～1000ppm/0～2000ppm
2-Ethoxyethanol | C4H10O2 | 110-80-5 | C4H10O2 | HW | HW-6211/NC-6211 | Fixed | GD-A80series | ～85%LEL/～15300ppm
2-Ethoxyethanol | C4H10O2 | 110-80-5 | C4H10O2 | HW | HW-6211/NC-6211 | Fixed | GD-D58(TYPE GP)series | ～85%LEL/～15300ppm
2-Ethoxyethanol | C4H10O2 | 110-80-5 | C4H10O2 | HW | HW-6211/NC-6211 | Fixed | GD-D58(TYPE NC)series | ～85%LEL/～15300ppm
2-Ethoxyethanol | C4H10O2 | 110-80-5 | C4H10O2 | HW | HW-6211/NC-6211 | Fixed | SD-1(TYPE NC)series | ～85%LEL/～15300ppm
2-Ethoxyethanol | C4H10O2 | 110-80-5 | C4H10O2 | HW | HW-6211/NC-6211 | Fixed | SD-D58(TYPE NC)series | ～85%LEL/～15300ppm
2-Ethoxyethanol | C4H10O2 | 110-80-5 | C4H10O2 | HW | HW-6206 | Fixed | SD-2500 | 0～100%LEL | Upper limit of operating temperature of instrument: SD-2500=160℃/SD-2600=200℃/SD-2700：250℃
2-Ethoxyethanol | C4H10O2 | 110-80-5 | C4H10O2 | HW | HW-6206 | Fixed | SD-2600 | 0～100%LEL | Upper limit of operating temperature of instrument: SD-2500=160℃/SD-2600=200℃/SD-2700：250℃
2-Ethoxyethanol | C4H10O2 | 110-80-5 | C4H10O2 | HW | HW-6206 | Fixed | SD-2700 | 0～100%LEL | Upper limit of operating temperature of instrument: SD-2500=160℃/SD-2600=200℃/SD-2700：250℃
2-Ethoxyethanol | C4H10O2 | 110-80-5 | C4H10O2 | HW | HW-6207 | Fixed | GD-A2400 | 0～100%LEL | Upper limit of operating temperature of instrument: GD-A2400=160℃
2-Ethoxyethanol | C4H10O2 | 110-80-5 | C4H10O2 | HW | HW-6208 | Fixed | SD-2500 | 0～100%LEL | HW-6206 temperature sorted sensor, Upper limit of operating temperature of instrument: SD-2500=160℃/SD-2600=200℃/SD-2700：250℃
2-Ethoxyethanol | C4H10O2 | 110-80-5 | C4H10O2 | HW | HW-6208 | Fixed | SD-2600 | 0～100%LEL | HW-6206 temperature sorted sensor, Upper limit of operating temperature of instrument: SD-2500=160℃/SD-2600=200℃/SD-2700：250℃
2-Ethoxyethanol | C4H10O2 | 110-80-5 | C4H10O2 | HW | HW-6208 | Fixed | SD-2700 | 0～100%LEL | HW-6206 temperature sorted sensor, Upper limit of operating temperature of instrument: SD-2500=160℃/SD-2600=200℃/SD-2700：250℃
2-Ethoxyethanol | C4H10O2 | 110-80-5 | C4H10O2 | HW | HW-6212 | Fixed | GD-A80-70series | 0～100%LEL
2-Ethoxyethanol | C4H10O2 | 110-80-5 | C4H10O2 | SG | SG-8521 | Fixed | GD-A80Vseries | 0～100ppm/0～200ppm/0～300ppm/0～500ppm/0～1000ppm/0～2000ppm/0～3000ppm/0～5000ppm
2-Ethoxyethanol | C4H10O2 | 110-80-5 | C4H10O2 | SG | SG-8521 | Fixed | GD-D58・GHseries | 0～100ppm/0～200ppm/0～300ppm/0～500ppm/0～1000ppm/0～2000ppm/0～3000ppm/0～5000ppm
2-Ethoxyethanol | C4H10O2 | 110-80-5 | C4H10O2 | SG | SG-8521 | Fixed | SD-1GHseries | 0～100ppm/0～200ppm/0～300ppm/0～500ppm/0～1000ppm/0～2000ppm/0～3000ppm/0～5000ppm
2-Ethoxyethanol | C4H10O2 | 110-80-5 | C4H10O2 | SG | SG-8521 | Fixed | SD-D58・GHseries | 0～100ppm/0～200ppm/0～300ppm/0～500ppm/0～1000ppm/0～2000ppm/0～3000ppm/0～5000ppm
2-Ethoxyethyl acetate | C6H12O3 | 111-15-9 | C6H12O3 | SG | SGU-8511 | Fixed | GD-70Dseries | 0～3000ppm
2-Ethoxyethyl acetate | C6H12O3 | 111-15-9 | C6H12O3 | SG | SGU-8511 | Fixed | TP-70D | 0～3000ppm
2-Ethoxyethyl acetate | C6H12O3 | 111-15-9 | C6H12O3 | HW | NC-6211 | Fixed | GD-A80series | ～50%LEL/～8500ppm
2-Ethoxyethyl acetate | C6H12O3 | 111-15-9 | C6H12O3 | HW | NC-6211 | Fixed | GD-D58(TYPE GP)series | ～50%LEL/～8500ppm
2-Ethoxyethyl acetate | C6H12O3 | 111-15-9 | C6H12O3 | HW | NC-6211 | Fixed | GD-D58(TYPE NC)series | ～50%LEL/～8500ppm
2-Ethoxyethyl acetate | C6H12O3 | 111-15-9 | C6H12O3 | HW | NC-6211 | Fixed | SD-1(TYPE NC)series | ～50%LEL/～8500ppm
2-Ethoxyethyl acetate | C6H12O3 | 111-15-9 | C6H12O3 | HW | NC-6211 | Fixed | SD-D58(TYPE NC)series | ～50%LEL/～8500ppm
2-Ethoxyethyl acetate | C6H12O3 | 111-15-9 | C6H12O3 | HW | HW-6206 | Fixed | SD-2500 | 0～100%LEL | Upper limit of operating temperature of instrument: SD-2500=160℃/SD-2600=200℃/SD-2700：250℃
2-Ethoxyethyl acetate | C6H12O3 | 111-15-9 | C6H12O3 | HW | HW-6206 | Fixed | SD-2600 | 0～100%LEL | Upper limit of operating temperature of instrument: SD-2500=160℃/SD-2600=200℃/SD-2700：250℃
2-Ethoxyethyl acetate | C6H12O3 | 111-15-9 | C6H12O3 | HW | HW-6206 | Fixed | SD-2700 | 0～100%LEL | Upper limit of operating temperature of instrument: SD-2500=160℃/SD-2600=200℃/SD-2700：250℃
2-Ethoxyethyl acetate | C6H12O3 | 111-15-9 | C6H12O3 | HW | HW-6207 | Fixed | GD-A2400 | 0～100%LEL | Upper limit of operating temperature of instrument: GD-A2400=160℃
2-Ethoxyethyl acetate | C6H12O3 | 111-15-9 | C6H12O3 | HW | HW-6208 | Fixed | SD-2500 | 0～100%LEL | HW-6206 temperature sorted sensor, Upper limit of operating temperature of instrument: SD-2500=160℃/SD-2600=200℃/SD-2700：250℃
2-Ethoxyethyl acetate | C6H12O3 | 111-15-9 | C6H12O3 | HW | HW-6208 | Fixed | SD-2600 | 0～100%LEL | HW-6206 temperature sorted sensor, Upper limit of operating temperature of instrument: SD-2500=160℃/SD-2600=200℃/SD-2700：250℃
2-Ethoxyethyl acetate | C6H12O3 | 111-15-9 | C6H12O3 | HW | HW-6208 | Fixed | SD-2700 | 0～100%LEL | HW-6206 temperature sorted sensor, Upper limit of operating temperature of instrument: SD-2500=160℃/SD-2600=200℃/SD-2700：250℃
2-Ethoxyethyl acetate | C6H12O3 | 111-15-9 | C6H12O3 | HW | HW-6212 | Fixed | GD-A80-70series | 0～100%LEL
2-Ethoxyethyl acetate | C6H12O3 | 111-15-9 | C6H12O3 | SG | SG-8511 | Fixed | GD-A80Vseries | 0～1000ppm/0～2000ppm/0～3000ppm
2-Ethoxyethyl acetate | C6H12O3 | 111-15-9 | C6H12O3 | SG | SG-8511 | Fixed | GD-D58・GHseries | 0～1000ppm/0～2000ppm/0～3000ppm
2-Ethoxyethyl acetate | C6H12O3 | 111-15-9 | C6H12O3 | SG | SG-8511 | Fixed | SD-1GHseries | 0～1000ppm/0～2000ppm/0～3000ppm
2-Ethoxyethyl acetate | C6H12O3 | 111-15-9 | C6H12O3 | SG | SG-8511 | Fixed | SD-D58・GHseries | 0～1000ppm/0～2000ppm/0～3000ppm
2-Ethoxyethyl acetate | C6H12O3 | 111-15-9 | C6H12O3 | SG | SG-8521 | Fixed | GD-A80Vseries | 0～100ppm/0～200ppm/0～300ppm/0～500ppm
2-Ethoxyethyl acetate | C6H12O3 | 111-15-9 | C6H12O3 | SG | SG-8521 | Fixed | GD-D58・GHseries | 0～100ppm/0～200ppm/0～300ppm/0～500ppm
2-Ethoxyethyl acetate | C6H12O3 | 111-15-9 | C6H12O3 | SG | SG-8521 | Fixed | SD-1GHseries | 0～100ppm/0～200ppm/0～300ppm/0～500ppm
2-Ethoxyethyl acetate | C6H12O3 | 111-15-9 | C6H12O3 | SG | SG-8521 | Fixed | SD-D58・GHseries | 0～100ppm/0～200ppm/0～300ppm/0～500ppm
2-Ethylhexyl Acrylate Monomer | 2-EHA | 103-11-7 | C11H20O2 | SG | SG-8521 | Fixed | GD-A80Vseries | 0～100ppm/0～200ppm/0～300ppm/0～500ppm/0～1000ppm/0～2000ppm
2-Ethylhexyl Acrylate Monomer | 2-EHA | 103-11-7 | C11H20O2 | SG | SG-8521 | Fixed | GD-D58・GHseries | 0～100ppm/0～200ppm/0～300ppm/0～500ppm/0～1000ppm/0～2000ppm
2-Ethylhexyl Acrylate Monomer | 2-EHA | 103-11-7 | C11H20O2 | SG | SG-8521 | Fixed | SD-1GHseries | 0～100ppm/0～200ppm/0～300ppm/0～500ppm/0～1000ppm/0～2000ppm
2-Ethylhexyl Acrylate Monomer | 2-EHA | 103-11-7 | C11H20O2 | SG | SG-8521 | Fixed | SD-D58・GHseries | 0～100ppm/0～200ppm/0～300ppm/0～500ppm/0～1000ppm/0～2000ppm
2-Ethylhexyl Methacrylate | 2-EHM | 688-84-6 | C12H22O2 | HW | HW-6206 | Fixed | SD-2500 | 0～100%LEL | Upper limit of operating temperature of instrument: SD-2500=160℃/SD-2600=200℃/SD-2700：250℃
2-Ethylhexyl Methacrylate | 2-EHM | 688-84-6 | C12H22O2 | HW | HW-6206 | Fixed | SD-2600 | 0～100%LEL | Upper limit of operating temperature of instrument: SD-2500=160℃/SD-2600=200℃/SD-2700：250℃
2-Ethylhexyl Methacrylate | 2-EHM | 688-84-6 | C12H22O2 | HW | HW-6206 | Fixed | SD-2700 | 0～100%LEL | Upper limit of operating temperature of instrument: SD-2500=160℃/SD-2600=200℃/SD-2700：250℃
2-Ethylhexyl Methacrylate | 2-EHM | 688-84-6 | C12H22O2 | HW | HW-6207 | Fixed | GD-A2400 | 0～100%LEL | Upper limit of operating temperature of instrument: GD-A2400=160℃
2-Ethylhexyl Methacrylate | 2-EHM | 688-84-6 | C12H22O2 | HW | HW-6208 | Fixed | SD-2500 | 0～100%LEL | HW-6206 temperature sorted sensor, Upper limit of operating temperature of instrument: SD-2500=160℃/SD-2600=200℃/SD-2700：250℃
2-Ethylhexyl Methacrylate | 2-EHM | 688-84-6 | C12H22O2 | HW | HW-6208 | Fixed | SD-2600 | 0～100%LEL | HW-6206 temperature sorted sensor, Upper limit of operating temperature of instrument: SD-2500=160℃/SD-2600=200℃/SD-2700：250℃
2-Ethylhexyl Methacrylate | 2-EHM | 688-84-6 | C12H22O2 | HW | HW-6208 | Fixed | SD-2700 | 0～100%LEL | HW-6206 temperature sorted sensor, Upper limit of operating temperature of instrument: SD-2500=160℃/SD-2600=200℃/SD-2700：250℃
2-Ethylhexyl Methacrylate | 2-EHM | 688-84-6 | C12H22O2 | HW | HW-6212 | Fixed | GD-A80-70series | 0～100%LEL
2-Fluorobutane | C4H9F | 359-01-3 | C4H9F | SG | SG-8521 | Fixed | GD-A80Vseries | 0～100ppm/0～200ppm/0～300ppm/0～500ppm/0～1000ppm
2-Fluorobutane | C4H9F | 359-01-3 | C4H9F | SG | SG-8521 | Fixed | GD-D58・GHseries | 0～100ppm/0～200ppm/0～300ppm/0～500ppm/0～1000ppm
2-Fluorobutane | C4H9F | 359-01-3 | C4H9F | SG | SG-8521 | Fixed | SD-1GHseries | 0～100ppm/0～200ppm/0～300ppm/0～500ppm/0～1000ppm
2-Fluorobutane | C4H9F | 359-01-3 | C4H9F | SG | SG-8521 | Fixed | SD-D58・GHseries | 0～100ppm/0～200ppm/0～300ppm/0～500ppm/0～1000ppm
2-Hydroxyethyl Methacrylate | C6H10O3 | 868-77-9 | C6H10O3 | HW | HW-6206 | Fixed | SD-2500 | 0～100%LEL | Upper limit of operating temperature of instrument: SD-2500=160℃/SD-2600=200℃/SD-2700：250℃
2-Hydroxyethyl Methacrylate | C6H10O3 | 868-77-9 | C6H10O3 | HW | HW-6206 | Fixed | SD-2600 | 0～100%LEL | Upper limit of operating temperature of instrument: SD-2500=160℃/SD-2600=200℃/SD-2700：250℃
2-Hydroxyethyl Methacrylate | C6H10O3 | 868-77-9 | C6H10O3 | HW | HW-6206 | Fixed | SD-2700 | 0～100%LEL | Upper limit of operating temperature of instrument: SD-2500=160℃/SD-2600=200℃/SD-2700：250℃
2-Hydroxyethyl Methacrylate | C6H10O3 | 868-77-9 | C6H10O3 | HW | HW-6207 | Fixed | GD-A2400 | 0～100%LEL | Upper limit of operating temperature of instrument: GD-A2400=160℃
2-Hydroxyethyl Methacrylate | C6H10O3 | 868-77-9 | C6H10O3 | HW | HW-6208 | Fixed | SD-2500 | 0～100%LEL | HW-6206 temperature sorted sensor, Upper limit of operating temperature of instrument: SD-2500=160℃/SD-2600=200℃/SD-2700：250℃
2-Hydroxyethyl Methacrylate | C6H10O3 | 868-77-9 | C6H10O3 | HW | HW-6208 | Fixed | SD-2600 | 0～100%LEL | HW-6206 temperature sorted sensor, Upper limit of operating temperature of instrument: SD-2500=160℃/SD-2600=200℃/SD-2700：250℃
2-Hydroxyethyl Methacrylate | C6H10O3 | 868-77-9 | C6H10O3 | HW | HW-6208 | Fixed | SD-2700 | 0～100%LEL | HW-6206 temperature sorted sensor, Upper limit of operating temperature of instrument: SD-2500=160℃/SD-2600=200℃/SD-2700：250℃
2-Methoxyethanol | C3H8O2 | 109-86-4 | C3H8O2 | HW | HW-6211 | Fixed | SD-1(TYPE GP)series | ～100%LEL
2-Methoxyethanol | C3H8O2 | 109-86-4 | C3H8O2 | HW | HW-6211 | Fixed | SD-D58(TYPE GP)series | ～100%LEL
2-Methoxyethanol | C3H8O2 | 109-86-4 | C3H8O2 | HW | HW-6211/NC-6211 | Fixed | GD-A80series | ～100%LEL/～25000ppm
2-Methoxyethanol | C3H8O2 | 109-86-4 | C3H8O2 | HW | HW-6211/NC-6211 | Fixed | GD-D58(TYPE GP)series | ～100%LEL/～25000ppm
2-Methoxyethanol | C3H8O2 | 109-86-4 | C3H8O2 | HW | HW-6211/NC-6211 | Fixed | GD-D58(TYPE NC)series | ～100%LEL/～25000ppm
2-Methoxyethanol | C3H8O2 | 109-86-4 | C3H8O2 | HW | HW-6211/NC-6211 | Fixed | SD-1(TYPE NC)series | ～100%LEL/～25000ppm
2-Methoxyethanol | C3H8O2 | 109-86-4 | C3H8O2 | HW | HW-6211/NC-6211 | Fixed | SD-D58(TYPE NC)series | ～100%LEL/～25000ppm
2-Methoxyethanol | C3H8O2 | 109-86-4 | C3H8O2 | HW | HW-6206 | Fixed | SD-2500 | 0～100%LEL | Upper limit of operating temperature of instrument: SD-2500=160℃/SD-2600=200℃/SD-2700：250℃
2-Methoxyethanol | C3H8O2 | 109-86-4 | C3H8O2 | HW | HW-6206 | Fixed | SD-2600 | 0～100%LEL | Upper limit of operating temperature of instrument: SD-2500=160℃/SD-2600=200℃/SD-2700：250℃
2-Methoxyethanol | C3H8O2 | 109-86-4 | C3H8O2 | HW | HW-6206 | Fixed | SD-2700 | 0～100%LEL | Upper limit of operating temperature of instrument: SD-2500=160℃/SD-2600=200℃/SD-2700：250℃
2-Methoxyethanol | C3H8O2 | 109-86-4 | C3H8O2 | HW | HW-6207 | Fixed | GD-A2400 | 0～100%LEL | Upper limit of operating temperature of instrument: GD-A2400=160℃
2-Methoxyethanol | C3H8O2 | 109-86-4 | C3H8O2 | HW | HW-6208 | Fixed | SD-2500 | 0～100%LEL | HW-6206 temperature sorted sensor, Upper limit of operating temperature of instrument: SD-2500=160℃/SD-2600=200℃/SD-2700：250℃
2-Methoxyethanol | C3H8O2 | 109-86-4 | C3H8O2 | HW | HW-6208 | Fixed | SD-2600 | 0～100%LEL | HW-6206 temperature sorted sensor, Upper limit of operating temperature of instrument: SD-2500=160℃/SD-2600=200℃/SD-2700：250℃
2-Methoxyethanol | C3H8O2 | 109-86-4 | C3H8O2 | HW | HW-6208 | Fixed | SD-2700 | 0～100%LEL | HW-6206 temperature sorted sensor, Upper limit of operating temperature of instrument: SD-2500=160℃/SD-2600=200℃/SD-2700：250℃
2-Methoxyethanol | C3H8O2 | 109-86-4 | C3H8O2 | HW | HW-6212 | Fixed | GD-A80-70series | 0～100%LEL
2-Methoxyethanol | C3H8O2 | 109-86-4 | C3H8O2 | SG | SG-8521 | Fixed | GD-A80Vseries | 0～50ppm/0～100ppm/0～200ppm/0～300ppm/0～500ppm/0～1000ppm/0～2000ppm
2-Methoxyethanol | C3H8O2 | 109-86-4 | C3H8O2 | SG | SG-8521 | Fixed | GD-D58・GHseries | 0～50ppm/0～100ppm/0～200ppm/0～300ppm/0～500ppm/0～1000ppm/0～2000ppm
2-Methoxyethanol | C3H8O2 | 109-86-4 | C3H8O2 | SG | SG-8521 | Fixed | SD-1GHseries | 0～50ppm/0～100ppm/0～200ppm/0～300ppm/0～500ppm/0～1000ppm/0～2000ppm
2-Methoxyethanol | C3H8O2 | 109-86-4 | C3H8O2 | SG | SG-8521 | Fixed | SD-D58・GHseries | 0～50ppm/0～100ppm/0～200ppm/0～300ppm/0～500ppm/0～1000ppm/0～2000ppm
2-Methylhexane | i-C7H16 | 591-76-4 | C7H16 | HW | HW-6206 | Fixed | SD-2500 | 0～100%LEL | Upper limit of operating temperature of instrument: SD-2500=160℃/SD-2600=200℃/SD-2700：250℃
2-Methylhexane | i-C7H16 | 591-76-4 | C7H16 | HW | HW-6206 | Fixed | SD-2600 | 0～100%LEL | Upper limit of operating temperature of instrument: SD-2500=160℃/SD-2600=200℃/SD-2700：250℃
2-Methylhexane | i-C7H16 | 591-76-4 | C7H16 | HW | HW-6206 | Fixed | SD-2700 | 0～100%LEL | Upper limit of operating temperature of instrument: SD-2500=160℃/SD-2600=200℃/SD-2700：250℃
2-Methylhexane | i-C7H16 | 591-76-4 | C7H16 | HW | HW-6207 | Fixed | GD-A2400 | 0～100%LEL | Upper limit of operating temperature of instrument: GD-A2400=160℃
2-Methylhexane | i-C7H16 | 591-76-4 | C7H16 | HW | HW-6208 | Fixed | SD-2500 | 0～100%LEL | HW-6206 temperature sorted sensor, Upper limit of operating temperature of instrument: SD-2500=160℃/SD-2600=200℃/SD-2700：250℃
2-Methylhexane | i-C7H16 | 591-76-4 | C7H16 | HW | HW-6208 | Fixed | SD-2600 | 0～100%LEL | HW-6206 temperature sorted sensor, Upper limit of operating temperature of instrument: SD-2500=160℃/SD-2600=200℃/SD-2700：250℃
2-Methylhexane | i-C7H16 | 591-76-4 | C7H16 | HW | HW-6208 | Fixed | SD-2700 | 0～100%LEL | HW-6206 temperature sorted sensor, Upper limit of operating temperature of instrument: SD-2500=160℃/SD-2600=200℃/SD-2700：250℃
2-Methylhexane | i-C7H16 | 591-76-4 | C7H16 | HW | HW-6212 | Fixed | GD-A80-70series | 0～100%LEL
2-Norbornene | C7H10 | 498-66-8 | C7H10 | HW | HW-6211/NC-6211 | Fixed | GD-A80series | ～10000ppm
2-Norbornene | C7H10 | 498-66-8 | C7H10 | HW | HW-6211/NC-6211 | Fixed | GD-D58(TYPE GP)series | ～10000ppm
2-Norbornene | C7H10 | 498-66-8 | C7H10 | HW | HW-6211/NC-6211 | Fixed | GD-D58(TYPE NC)series | ～10000ppm
2-Norbornene | C7H10 | 498-66-8 | C7H10 | HW | HW-6211/NC-6211 | Fixed | SD-1(TYPE NC)series | ～10000ppm
2-Norbornene | C7H10 | 498-66-8 | C7H10 | HW | HW-6211/NC-6211 | Fixed | SD-D58(TYPE NC)series | ～10000ppm
3-Methoxybutyl Acetate | C7H14O3 | 4435-53-4 | C7H14O3 | SG | SG-8562 | Fixed | GD-A80Vseries | 0～50ppm/0～100ppm/0～200ppm/0～300ppm/0～500ppm/0～1000ppm/0～2000ppm
3-Methoxybutyl Acetate | C7H14O3 | 4435-53-4 | C7H14O3 | SG | SG-8562 | Fixed | GD-D58・GHseries | 0～50ppm/0～100ppm/0～200ppm/0～300ppm/0～500ppm/0～1000ppm/0～2000ppm
3-Methoxybutyl Acetate | C7H14O3 | 4435-53-4 | C7H14O3 | SG | SG-8562 | Fixed | SD-1GHseries | 0～50ppm/0～100ppm/0～200ppm/0～300ppm/0～500ppm/0～1000ppm/0～2000ppm
3-Methoxybutyl Acetate | C7H14O3 | 4435-53-4 | C7H14O3 | SG | SG-8562 | Fixed | SD-D58・GHseries | 0～50ppm/0～100ppm/0～200ppm/0～300ppm/0～500ppm/0～1000ppm/0～2000ppm
3-Methyl-3-pentanol | 3M3POH | 77-74-7 | C6H14O | SG | SG-8521 | Fixed | GD-A80Vseries | 0～100ppm/0～200ppm/0～300ppm/0～500ppm/0～1000ppm
3-Methyl-3-pentanol | 3M3POH | 77-74-7 | C6H14O | SG | SG-8521 | Fixed | GD-D58・GHseries | 0～100ppm/0～200ppm/0～300ppm/0～500ppm/0～1000ppm
3-Methyl-3-pentanol | 3M3POH | 77-74-7 | C6H14O | SG | SG-8521 | Fixed | SD-1GHseries | 0～100ppm/0～200ppm/0～300ppm/0～500ppm/0～1000ppm
3-Methyl-3-pentanol | 3M3POH | 77-74-7 | C6H14O | SG | SG-8521 | Fixed | SD-D58・GHseries | 0～100ppm/0～200ppm/0～300ppm/0～500ppm/0～1000ppm
4-Methoxy-4-methyl-2-pentanone | C7H14O2 | 107-70-0 | C7H14O2 | SG | SG-8521 | Fixed | GD-A80Vseries | 0～100ppm/0～200ppm/0～300ppm/0～500ppm/0～1000ppm
4-Methoxy-4-methyl-2-pentanone | C7H14O2 | 107-70-0 | C7H14O2 | SG | SG-8521 | Fixed | GD-D58・GHseries | 0～100ppm/0～200ppm/0～300ppm/0～500ppm/0～1000ppm
4-Methoxy-4-methyl-2-pentanone | C7H14O2 | 107-70-0 | C7H14O2 | SG | SG-8521 | Fixed | SD-1GHseries | 0～100ppm/0～200ppm/0～300ppm/0～500ppm/0～1000ppm
4-Methoxy-4-methyl-2-pentanone | C7H14O2 | 107-70-0 | C7H14O2 | SG | SG-8521 | Fixed | SD-D58・GHseries | 0～100ppm/0～200ppm/0～300ppm/0～500ppm/0～1000ppm
4-Methyl-2-pentanol | C6H14O | 108-11-2 | C6H14O | HW | HW-6211 | Fixed | SD-1(TYPE GP)series | ～100%LEL
4-Methyl-2-pentanol | C6H14O | 108-11-2 | C6H14O | HW | HW-6211 | Fixed | SD-D58(TYPE GP)series | ～100%LEL
4-Methyl-2-pentanol | C6H14O | 108-11-2 | C6H14O | HW | HW-6211/NC-6211 | Fixed | GD-A80series | ～100%LEL/～10000ppm
4-Methyl-2-pentanol | C6H14O | 108-11-2 | C6H14O | HW | HW-6211/NC-6211 | Fixed | GD-D58(TYPE GP)series | ～100%LEL/～10000ppm
4-Methyl-2-pentanol | C6H14O | 108-11-2 | C6H14O | HW | HW-6211/NC-6211 | Fixed | GD-D58(TYPE NC)series | ～100%LEL/～10000ppm
4-Methyl-2-pentanol | C6H14O | 108-11-2 | C6H14O | HW | HW-6211/NC-6211 | Fixed | SD-1(TYPE NC)series | ～100%LEL/～10000ppm
4-Methyl-2-pentanol | C6H14O | 108-11-2 | C6H14O | HW | HW-6211/NC-6211 | Fixed | SD-D58(TYPE NC)series | ～100%LEL/～10000ppm
4-Methyl-2-pentanol | C6H14O | 108-11-2 | C6H14O | SG | SG-8521 | Fixed | GD-A80Vseries | 0～50ppm/0～100ppm/0～200ppm/0～300ppm/0～500ppm/0～1000ppm
4-Methyl-2-pentanol | C6H14O | 108-11-2 | C6H14O | SG | SG-8521 | Fixed | GD-D58・GHseries | 0～50ppm/0～100ppm/0～200ppm/0～300ppm/0～500ppm/0～1000ppm
4-Methyl-2-pentanol | C6H14O | 108-11-2 | C6H14O | SG | SG-8521 | Fixed | SD-1GHseries | 0～50ppm/0～100ppm/0～200ppm/0～300ppm/0～500ppm/0～1000ppm
4-Methyl-2-pentanol | C6H14O | 108-11-2 | C6H14O | SG | SG-8521 | Fixed | SD-D58・GHseries | 0～50ppm/0～100ppm/0～200ppm/0～300ppm/0～500ppm/0～1000ppm
4-Methylmorpholine | C5H11NO | 109-02-4 | C5H11NO | SG | SG-8521 | Fixed | GD-A80Vseries | 0～100ppm/0～200ppm/0～300ppm/0～500ppm/0～1000ppm/0～2000ppm
4-Methylmorpholine | C5H11NO | 109-02-4 | C5H11NO | SG | SG-8521 | Fixed | GD-D58・GHseries | 0～100ppm/0～200ppm/0～300ppm/0～500ppm/0～1000ppm/0～2000ppm
4-Methylmorpholine | C5H11NO | 109-02-4 | C5H11NO | SG | SG-8521 | Fixed | SD-1GHseries | 0～100ppm/0～200ppm/0～300ppm/0～500ppm/0～1000ppm/0～2000ppm
4-Methylmorpholine | C5H11NO | 109-02-4 | C5H11NO | SG | SG-8521 | Fixed | SD-D58・GHseries | 0～100ppm/0～200ppm/0～300ppm/0～500ppm/0～1000ppm/0～2000ppm
4-Vinylpyridine | C7H7N | 100-43-6 | C7H7N | HW | HW-6212 | Fixed | GD-A80-70series | 0～100%LEL
4-Vinylpyridine | C7H7N | 100-43-6 | C7H7N | SG | SG-8562 | Fixed | GD-A80Vseries | 0～100ppm/0～200ppm/0～300ppm/0～500ppm
4-Vinylpyridine | C7H7N | 100-43-6 | C7H7N | SG | SG-8562 | Fixed | GD-D58・GHseries | 0～100ppm/0～200ppm/0～300ppm/0～500ppm
4-Vinylpyridine | C7H7N | 100-43-6 | C7H7N | SG | SG-8562 | Fixed | SD-1GHseries | 0～100ppm/0～200ppm/0～300ppm/0～500ppm
4-Vinylpyridine | C7H7N | 100-43-6 | C7H7N | SG | SG-8562 | Fixed | SD-D58・GHseries | 0～100ppm/0～200ppm/0～300ppm/0～500ppm
Acetic Acid | C2H4O2 | 64-19-7 | C2H4O2 | ES | ESM-K233 | Portable | SC-8000 | 0～30ppm
Acetic Acid | C2H4O2 | 64-19-7 | C2H4O2 | ES | ESU-K233 | Fixed | GD-70Dseries | 0～30ppm
Acetic Acid | C2H4O2 | 64-19-7 | C2H4O2 | ES | ESU-K233 | Fixed | TP-70D | 0～30ppm
Acetic Acid | C2H4O2 | 64-19-7 | C2H4O2 | ES | ESM-K233 | Fixed | GD-K88Aiseries | 0～30ppm
Acetic Acid | C2H4O2 | 64-19-7 | C2H4O2 | ES | ESM-K233 | Fixed | GD-K88Diseries | 0～30ppm
Acetic Acid | C2H4O2 | 64-19-7 | C2H4O2 | HW | HW-6211 | Fixed | SD-1(TYPE GP)series | ～100%LEL
Acetic Acid | C2H4O2 | 64-19-7 | C2H4O2 | HW | HW-6211 | Fixed | SD-D58(TYPE GP)series | ～100%LEL
Acetic Acid | C2H4O2 | 64-19-7 | C2H4O2 | HW | HW-6211/NC-6211 | Fixed | GD-A80series | ～100%LEL/～40000ppm
Acetic Acid | C2H4O2 | 64-19-7 | C2H4O2 | HW | HW-6211/NC-6211 | Fixed | GD-D58(TYPE GP)series | ～100%LEL/～40000ppm
Acetic Acid | C2H4O2 | 64-19-7 | C2H4O2 | HW | HW-6211/NC-6211 | Fixed | GD-D58(TYPE NC)series | ～100%LEL/～40000ppm
Acetic Acid | C2H4O2 | 64-19-7 | C2H4O2 | HW | HW-6211/NC-6211 | Fixed | SD-1(TYPE NC)series | ～100%LEL/～40000ppm
Acetic Acid | C2H4O2 | 64-19-7 | C2H4O2 | HW | HW-6211/NC-6211 | Fixed | SD-D58(TYPE NC)series | ～100%LEL/～40000ppm
Acetic Acid | C2H4O2 | 64-19-7 | C2H4O2 | HW | HW-6206 | Fixed | SD-2500 | 0～100%LEL | Upper limit of operating temperature of instrument: SD-2500=160℃/SD-2600=200℃/SD-2700：250℃
Acetic Acid | C2H4O2 | 64-19-7 | C2H4O2 | HW | HW-6206 | Fixed | SD-2600 | 0～100%LEL | Upper limit of operating temperature of instrument: SD-2500=160℃/SD-2600=200℃/SD-2700：250℃
Acetic Acid | C2H4O2 | 64-19-7 | C2H4O2 | HW | HW-6206 | Fixed | SD-2700 | 0～100%LEL | Upper limit of operating temperature of instrument: SD-2500=160℃/SD-2600=200℃/SD-2700：250℃
Acetic Acid | C2H4O2 | 64-19-7 | C2H4O2 | HW | HW-6207 | Fixed | GD-A2400 | 0～100%LEL | Upper limit of operating temperature of instrument: GD-A2400=160℃
Acetic Acid | C2H4O2 | 64-19-7 | C2H4O2 | HW | HW-6208 | Fixed | SD-2500 | 0～100%LEL | HW-6206 temperature sorted sensor, Upper limit of operating temperature of instrument: SD-2500=160℃/SD-2600=200℃/SD-2700：250℃
Acetic Acid | C2H4O2 | 64-19-7 | C2H4O2 | HW | HW-6208 | Fixed | SD-2600 | 0～100%LEL | HW-6206 temperature sorted sensor, Upper limit of operating temperature of instrument: SD-2500=160℃/SD-2600=200℃/SD-2700：250℃
Acetic Acid | C2H4O2 | 64-19-7 | C2H4O2 | HW | HW-6208 | Fixed | SD-2700 | 0～100%LEL | HW-6206 temperature sorted sensor, Upper limit of operating temperature of instrument: SD-2500=160℃/SD-2600=200℃/SD-2700：250℃
Acetic Acid | C2H4O2 | 64-19-7 | C2H4O2 | HW | HW-6212 | Fixed | GD-A80-70series | 0～100%LEL
Acetic Acid | C2H4O2 | 64-19-7 | C2H4O2 | SG | SG-8521 | Fixed | GD-A80Vseries | 0～1000ppm/0～2000ppm/0～3000ppm/0～5000ppm
Acetic Acid | C2H4O2 | 64-19-7 | C2H4O2 | SG | SG-8521 | Fixed | GD-D58・GHseries | 0～1000ppm/0～2000ppm/0～3000ppm/0～5000ppm
Acetic Acid | C2H4O2 | 64-19-7 | C2H4O2 | SG | SG-8521 | Fixed | SD-1GHseries | 0～1000ppm/0～2000ppm/0～3000ppm/0～5000ppm
Acetic Acid | C2H4O2 | 64-19-7 | C2H4O2 | SG | SG-8521 | Fixed | SD-D58・GHseries | 0～1000ppm/0～2000ppm/0～3000ppm/0～5000ppm
Acetic Acid | C2H4O2 | 64-19-7 | C2H4O2 | SG | SG-8562 | Fixed | GD-A80Vseries | 0～300ppm
Acetic Acid | C2H4O2 | 64-19-7 | C2H4O2 | SG | SG-8562 | Fixed | GD-D58・GHseries | 0～300ppm
Acetic Acid | C2H4O2 | 64-19-7 | C2H4O2 | SG | SG-8562 | Fixed | SD-1GHseries | 0～300ppm
Acetic Acid | C2H4O2 | 64-19-7 | C2H4O2 | SG | SG-8562 | Fixed | SD-D58・GHseries | 0～300ppm
Acetic Acid | C2H4O2 | 64-19-7 | C2H4O2 | SG | SG-8562 | Fixed | GD-A80Vseries | 0～300ppm | Standard sensor: SG-8521
Acetic Acid | C2H4O2 | 64-19-7 | C2H4O2 | SG | SG-8562 | Fixed | GD-D58・GHseries | 0～300ppm | Standard sensor: SG-8521
Acetic Acid | C2H4O2 | 64-19-7 | C2H4O2 | SG | SG-8562 | Fixed | SD-1GHseries | 0～300ppm | Standard sensor: SG-8521
Acetic Acid | C2H4O2 | 64-19-7 | C2H4O2 | SG | SG-8562 | Fixed | SD-D58・GHseries | 0～300ppm | Standard sensor: SG-8521
Acetic Aldehyde | ALD | 75-07-0 | C2H4O | HW | NC-6215 | Portable | GP-1000(Specified cal.gas) | 0～100%LEL
Acetic Aldehyde | ALD | 75-07-0 | C2H4O | SG | SGU-8521 | Fixed | GD-70Dseries | 0～100ppm
Acetic Aldehyde | ALD | 75-07-0 | C2H4O | SG | SGU-8521 | Fixed | TP-70D | 0～100ppm
Acetic Aldehyde | ALD | 75-07-0 | C2H4O | HW | HW-6211 | Fixed | SD-1(TYPE GP)series | ～100%LEL
Acetic Aldehyde | ALD | 75-07-0 | C2H4O | HW | HW-6211 | Fixed | SD-D58(TYPE GP)series | ～100%LEL
Acetic Aldehyde | ALD | 75-07-0 | C2H4O | HW | HW-6211/NC-6211 | Fixed | GD-A80series | ～100%LEL～40000ppm
Acetic Aldehyde | ALD | 75-07-0 | C2H4O | HW | HW-6211/NC-6211 | Fixed | GD-D58(TYPE GP)series | ～100%LEL～40000ppm
Acetic Aldehyde | ALD | 75-07-0 | C2H4O | HW | HW-6211/NC-6211 | Fixed | GD-D58(TYPE NC)series | ～100%LEL～40000ppm
Acetic Aldehyde | ALD | 75-07-0 | C2H4O | HW | HW-6211/NC-6211 | Fixed | SD-1(TYPE NC)series | ～100%LEL～40000ppm
Acetic Aldehyde | ALD | 75-07-0 | C2H4O | HW | HW-6211/NC-6211 | Fixed | SD-D58(TYPE NC)series | ～100%LEL～40000ppm
Acetic Aldehyde | ALD | 75-07-0 | C2H4O | SG | SG-8521 | Fixed | GD-A80Vseries | 0～50ppm/0～100ppm/0～200ppm/0～300ppm/0～500ppm/0～1000ppm/0～2000ppm
Acetic Aldehyde | ALD | 75-07-0 | C2H4O | SG | SG-8521 | Fixed | GD-D58・GHseries | 0～50ppm/0～100ppm/0～200ppm/0～300ppm/0～500ppm/0～1000ppm/0～2000ppm
Acetic Aldehyde | ALD | 75-07-0 | C2H4O | SG | SG-8521 | Fixed | SD-1GHseries | 0～50ppm/0～100ppm/0～200ppm/0～300ppm/0～500ppm/0～1000ppm/0～2000ppm
Acetic Aldehyde | ALD | 75-07-0 | C2H4O | SG | SG-8521 | Fixed | SD-D58・GHseries | 0～50ppm/0～100ppm/0～200ppm/0～300ppm/0～500ppm/0～1000ppm/0～2000ppm
Acetic anhydride | C4H6O3 | 108-24-7 | C4H6O3 | SG | SG-8521 | Fixed | GD-A80Vseries | 0～500ppm/0～1000ppm/0～2000ppm/0～3000ppm/0～5000ppm
Acetic anhydride | C4H6O3 | 108-24-7 | C4H6O3 | SG | SG-8521 | Fixed | GD-D58・GHseries | 0～500ppm/0～1000ppm/0～2000ppm/0～3000ppm/0～5000ppm
Acetic anhydride | C4H6O3 | 108-24-7 | C4H6O3 | SG | SG-8521 | Fixed | SD-1GHseries | 0～500ppm/0～1000ppm/0～2000ppm/0～3000ppm/0～5000ppm
Acetic anhydride | C4H6O3 | 108-24-7 | C4H6O3 | SG | SG-8521 | Fixed | SD-D58・GHseries | 0～500ppm/0～1000ppm/0～2000ppm/0～3000ppm/0～5000ppm
Acetone | C3H6O | 67-64-1 | C3H6O | HW | NC-6215 | Portable | GP-1000(HC/CH4) | 0～100%LEL
Acetone | C3H6O | 67-64-1 | C3H6O | HW | NC-6307 | Portable | NC-1000(HC/CH4) | 0～10000ppm
Acetone | C3H6O | 67-64-1 | C3H6O | SH | SH-8662 | Portable | SP-220(TYPE SC) | 0～10ppm
Acetone | C3H6O | 67-64-1 | C3H6O | SG | SGU-8511 | Fixed | GD-70Dseries | 0～2000ppm
Acetone | C3H6O | 67-64-1 | C3H6O | SG | SGU-8511 | Fixed | TP-70D | 0～2000ppm
Acetone | C3H6O | 67-64-1 | C3H6O | SG | SGU-8521 | Fixed | GD-70Dseries | 0～100ppm
Acetone | C3H6O | 67-64-1 | C3H6O | SG | SGU-8521 | Fixed | TP-70D | 0～100ppm
Acetone | C3H6O | 67-64-1 | C3H6O | HW | NCU‐6211 | Fixed | GD-70Dseries | 0～100%LEL | Confirm that GD-70D is non-explosion proof
Acetone | C3H6O | 67-64-1 | C3H6O | HW | NCU‐6211 | Fixed | TP-70D | 0～100%LEL | Confirm that GD-70D is non-explosion proof
Acetone | C3H6O | 67-64-1 | C3H6O | RI | DE-3315-1 | Fixed | SD-1RIseries | 0～100%LEL
Acetone | C3H6O | 67-64-1 | C3H6O | HW | HW-6211 | Fixed | SD-1(TYPE GP)series | ～100%LEL
Acetone | C3H6O | 67-64-1 | C3H6O | HW | HW-6211 | Fixed | SD-D58(TYPE GP)series | ～100%LEL
Acetone | C3H6O | 67-64-1 | C3H6O | HW | HW-6211/NC-6211 | Fixed | GD-A80series | ～100%LEL/～21500ppm
Acetone | C3H6O | 67-64-1 | C3H6O | HW | HW-6211/NC-6211 | Fixed | GD-D58(TYPE GP)series | ～100%LEL/～21500ppm
Acetone | C3H6O | 67-64-1 | C3H6O | HW | HW-6211/NC-6211 | Fixed | GD-D58(TYPE NC)series | ～100%LEL/～21500ppm
Acetone | C3H6O | 67-64-1 | C3H6O | HW | HW-6211/NC-6211 | Fixed | SD-1(TYPE NC)series | ～100%LEL/～21500ppm
Acetone | C3H6O | 67-64-1 | C3H6O | HW | HW-6211/NC-6211 | Fixed | SD-D58(TYPE NC)series | ～100%LEL/～21500ppm
Acetone | C3H6O | 67-64-1 | C3H6O | HW | HW-6206 | Fixed | SD-2500 | 0～100%LEL | Upper limit of operating temperature of instrument: SD-2500=160℃/SD-2600=200℃/SD-2700：250℃
Acetone | C3H6O | 67-64-1 | C3H6O | HW | HW-6206 | Fixed | SD-2600 | 0～100%LEL | Upper limit of operating temperature of instrument: SD-2500=160℃/SD-2600=200℃/SD-2700：250℃
Acetone | C3H6O | 67-64-1 | C3H6O | HW | HW-6206 | Fixed | SD-2700 | 0～100%LEL | Upper limit of operating temperature of instrument: SD-2500=160℃/SD-2600=200℃/SD-2700：250℃
Acetone | C3H6O | 67-64-1 | C3H6O | HW | HW-6207 | Fixed | GD-A2400 | 0～100%LEL | Upper limit of operating temperature of instrument: GD-A2400=160℃
Acetone | C3H6O | 67-64-1 | C3H6O | HW | HW-6208 | Fixed | SD-2500 | 0～100%LEL | HW-6206 temperature sorted sensor, Upper limit of operating temperature of instrument: SD-2500=160℃/SD-2600=200℃/SD-2700：250℃
Acetone | C3H6O | 67-64-1 | C3H6O | HW | HW-6208 | Fixed | SD-2600 | 0～100%LEL | HW-6206 temperature sorted sensor, Upper limit of operating temperature of instrument: SD-2500=160℃/SD-2600=200℃/SD-2700：250℃
Acetone | C3H6O | 67-64-1 | C3H6O | HW | HW-6208 | Fixed | SD-2700 | 0～100%LEL | HW-6206 temperature sorted sensor, Upper limit of operating temperature of instrument: SD-2500=160℃/SD-2600=200℃/SD-2700：250℃
Acetone | C3H6O | 67-64-1 | C3H6O | HW | HW-6212 | Fixed | GD-A80-70series | 0～100%LEL
Acetone | C3H6O | 67-64-1 | C3H6O | SG | SG-8511 | Fixed | GD-A80Vseries | 0～2000ppm/0～3000ppm/0～5000ppm/0～10000ppm
Acetone | C3H6O | 67-64-1 | C3H6O | SG | SG-8511 | Fixed | GD-D58・GHseries | 0～2000ppm/0～3000ppm/0～5000ppm/0～10000ppm
Acetone | C3H6O | 67-64-1 | C3H6O | SG | SG-8511 | Fixed | SD-1GHseries | 0～2000ppm/0～3000ppm/0～5000ppm/0～10000ppm
Acetone | C3H6O | 67-64-1 | C3H6O | SG | SG-8511 | Fixed | SD-D58・GHseries | 0～2000ppm/0～3000ppm/0～5000ppm/0～10000ppm
Acetone | C3H6O | 67-64-1 | C3H6O | SG | SG-8521 | Fixed | GD-A80Vseries | 0～100ppm/0～200ppm/0～300ppm/0～500ppm/0～1000ppm
Acetone | C3H6O | 67-64-1 | C3H6O | SG | SG-8521 | Fixed | GD-D58・GHseries | 0～100ppm/0～200ppm/0～300ppm/0～500ppm/0～1000ppm
Acetone | C3H6O | 67-64-1 | C3H6O | SG | SG-8521 | Fixed | SD-1GHseries | 0～100ppm/0～200ppm/0～300ppm/0～500ppm/0～1000ppm
Acetone | C3H6O | 67-64-1 | C3H6O | SG | SG-8521 | Fixed | SD-D58・GHseries | 0～100ppm/0～200ppm/0～300ppm/0～500ppm/0～1000ppm
Acetone cyanohydrin | ACH | 75-86-5 | C4H7NO | SG | SG-8521 | Fixed | GD-A80Vseries | 0～100ppm/0～200ppm/0～300ppm/0～500ppm/0～1000ppm/0～2000ppm/0～3000ppm/0～5000ppm
Acetone cyanohydrin | ACH | 75-86-5 | C4H7NO | SG | SG-8521 | Fixed | GD-D58・GHseries | 0～100ppm/0～200ppm/0～300ppm/0～500ppm/0～1000ppm/0～2000ppm/0～3000ppm/0～5000ppm
Acetone cyanohydrin | ACH | 75-86-5 | C4H7NO | SG | SG-8521 | Fixed | SD-1GHseries | 0～100ppm/0～200ppm/0～300ppm/0～500ppm/0～1000ppm/0～2000ppm/0～3000ppm/0～5000ppm
Acetone cyanohydrin | ACH | 75-86-5 | C4H7NO | SG | SG-8521 | Fixed | SD-D58・GHseries | 0～100ppm/0～200ppm/0～300ppm/0～500ppm/0～1000ppm/0～2000ppm/0～3000ppm/0～5000ppm
Acetonitrile | CH3CN | 75-05-8 | C2H3N | HW | NC-6215 | Portable | GP-1000(Specified cal.gas) | 0～100%LEL
Acetonitrile | CH3CN | 75-05-8 | C2H3N | SG | SGU-8521 | Fixed | GD-70Dseries | 0～2000ppm
Acetonitrile | CH3CN | 75-05-8 | C2H3N | SG | SGU-8521 | Fixed | TP-70D | 0～2000ppm
Acetonitrile | CH3CN | 75-05-8 | C2H3N | HW | HW-6211 | Fixed | SD-1(TYPE GP)series | ～100%LEL
Acetonitrile | CH3CN | 75-05-8 | C2H3N | HW | HW-6211 | Fixed | SD-D58(TYPE GP)series | ～100%LEL
Acetonitrile | CH3CN | 75-05-8 | C2H3N | HW | HW-6211/NC-6211 | Fixed | GD-A80series | ～100%LEL/～30000ppm
Acetonitrile | CH3CN | 75-05-8 | C2H3N | HW | HW-6211/NC-6211 | Fixed | GD-D58(TYPE GP)series | ～100%LEL/～30000ppm
Acetonitrile | CH3CN | 75-05-8 | C2H3N | HW | HW-6211/NC-6211 | Fixed | GD-D58(TYPE NC)series | ～100%LEL/～30000ppm
Acetonitrile | CH3CN | 75-05-8 | C2H3N | HW | HW-6211/NC-6211 | Fixed | SD-1(TYPE NC)series | ～100%LEL/～30000ppm
Acetonitrile | CH3CN | 75-05-8 | C2H3N | HW | HW-6211/NC-6211 | Fixed | SD-D58(TYPE NC)series | ～100%LEL/～30000ppm
Acetonitrile | CH3CN | 75-05-8 | C2H3N | SG | SG-8511 | Fixed | GD-A80Vseries | 0～500ppm/0～1000ppm
Acetonitrile | CH3CN | 75-05-8 | C2H3N | SG | SG-8511 | Fixed | GD-D58・GHseries | 0～500ppm/0～1000ppm
Acetonitrile | CH3CN | 75-05-8 | C2H3N | SG | SG-8511 | Fixed | SD-1GHseries | 0～500ppm/0～1000ppm
Acetonitrile | CH3CN | 75-05-8 | C2H3N | SG | SG-8511 | Fixed | SD-D58・GHseries | 0～500ppm/0～1000ppm
Acetonitrile | CH3CN | 75-05-8 | C2H3N | SG | SG-8521 | Fixed | GD-A80Vseries | 0～100ppm/0～200ppm/0～300ppm/0～2000ppm/0～3000ppm/0～5000ppm
Acetonitrile | CH3CN | 75-05-8 | C2H3N | SG | SG-8521 | Fixed | GD-D58・GHseries | 0～100ppm/0～200ppm/0～300ppm/0～2000ppm/0～3000ppm/0～5000ppm
Acetonitrile | CH3CN | 75-05-8 | C2H3N | SG | SG-8521 | Fixed | SD-1GHseries | 0～100ppm/0～200ppm/0～300ppm/0～2000ppm/0～3000ppm/0～5000ppm
Acetonitrile | CH3CN | 75-05-8 | C2H3N | SG | SG-8521 | Fixed | SD-D58・GHseries | 0～100ppm/0～200ppm/0～300ppm/0～2000ppm/0～3000ppm/0～5000ppm
Acetylene | C2H2 | 74-86-2 | C2H2 | HW | NC-6215 | Portable | GX-8000 | 0～100%LEL
Acetylene | C2H2 | 74-86-2 | C2H2 | HW | NC-6215 | Portable | GX-8000(TYPE LEL) | 0～100%LEL
Acetylene | C2H2 | 74-86-2 | C2H2 | HW | NC-6215 | Portable | GP-1000(HC/CH4) | 0～100%LEL
Acetylene | C2H2 | 74-86-2 | C2H2 | HW | NC-6307 | Portable | NC-1000(HC/CH4) | 0～10000ppm
Acetylene | C2H2 | 74-86-2 | C2H2 | SH | SH-8661 | Portable | SP-220(TYPE H2) | 0～10000ppm
Acetylene | C2H2 | 74-86-2 | C2H2 | SG | SGU-8521 | Fixed | GD-70Dseries | 0～2000ppm
Acetylene | C2H2 | 74-86-2 | C2H2 | SG | SGU-8521 | Fixed | TP-70D | 0～2000ppm
Acetylene | C2H2 | 74-86-2 | C2H2 | SG | SGU-8521 | Fixed | GD-70Dseries | 0～5000ppm
Acetylene | C2H2 | 74-86-2 | C2H2 | SG | SGU-8521 | Fixed | TP-70D | 0～5000ppm
Acetylene | C2H2 | 74-86-2 | C2H2 | HW | NCU‐6211 | Fixed | GD-70Dseries | 0～100%LEL | Confirm that GD-70D is non-explosion proof
Acetylene | C2H2 | 74-86-2 | C2H2 | HW | NCU‐6211 | Fixed | TP-70D | 0～100%LEL | Confirm that GD-70D is non-explosion proof
Acetylene | C2H2 | 74-86-2 | C2H2 | HW | HW-6211 | Fixed | SD-1(TYPE GP)series | ～100%LEL
Acetylene | C2H2 | 74-86-2 | C2H2 | HW | HW-6211/NC-6211 | Fixed | GD-A80series | ～100%LEL/～15000ppm
Acetylene | C2H2 | 74-86-2 | C2H2 | HW | HW-6211/NC-6211 | Fixed | SD-1(TYPE NC)series | ～100%LEL/～15000ppm
Acetylene | C2H2 | 74-86-2 | C2H2 | HW | HW-6213/NC-6213 | Fixed | GD-A80series | 0～100%LEL/0～15000ppm
Acetylene | C2H2 | 74-86-2 | C2H2 | HW | HW-6215 | Fixed | GD-A80series | 0～100%LEL
Acetylene | C2H2 | 74-86-2 | C2H2 | HW | HW-6239 | Fixed | GD-A80-70series | 0～100%LEL
Acetylene | C2H2 | 74-86-2 | C2H2 | HW | HW-6239 | Fixed | SD-1(TYPE GP)series | 0～100%LEL
Acetylene | C2H2 | 74-86-2 | C2H2 | HW | HW-6239/NC-6239 | Fixed | GD-A80series | 0～100%LEL/0～15000ppm
Acetylene | C2H2 | 74-86-2 | C2H2 | HW | HW-6239/NC-6239 | Fixed | SD-1(TYPE NC)series | 0～100%LEL/0～15000ppm
Acetylene | C2H2 | 74-86-2 | C2H2 | HW | NC-6240A | Fixed | GD-A80series | 0～100%LEL/0～15000ppm
Acetylene | C2H2 | 74-86-2 | C2H2 | HW | NC-6240A | Fixed | SD-1(TYPE NC)series | 0～100%LEL/0～15000ppm
Acetylene | C2H2 | 74-86-2 | C2H2 | HW | NC-6245 | Fixed | GD-A80series | 0～100%LEL
Acetylene | C2H2 | 74-86-2 | C2H2 | HW | NC-6245 | Fixed | SD-1(TYPE NC)series | 0～100%LEL
Acetylene | C2H2 | 74-86-2 | C2H2 | HW | NC-6250 | Fixed | GD-A80series | 0～100%LEL/0～15000ppm
Acetylene | C2H2 | 74-86-2 | C2H2 | HW | HW-6206 | Fixed | SD-2500 | 0～100%LEL | Upper limit of operating temperature of instrument: SD-2500=160℃/SD-2600=200℃/SD-2700：250℃
Acetylene | C2H2 | 74-86-2 | C2H2 | HW | HW-6206 | Fixed | SD-2600 | 0～100%LEL | Upper limit of operating temperature of instrument: SD-2500=160℃/SD-2600=200℃/SD-2700：250℃
Acetylene | C2H2 | 74-86-2 | C2H2 | HW | HW-6206 | Fixed | SD-2700 | 0～100%LEL | Upper limit of operating temperature of instrument: SD-2500=160℃/SD-2600=200℃/SD-2700：250℃
Acetylene | C2H2 | 74-86-2 | C2H2 | HW | HW-6207 | Fixed | GD-A2400 | 0～100%LEL | Upper limit of operating temperature of instrument: GD-A2400=160℃
Acetylene | C2H2 | 74-86-2 | C2H2 | HW | HW-6208 | Fixed | SD-2500 | 0～100%LEL | HW-6206 temperature sorted sensor, Upper limit of operating temperature of instrument: SD-2500=160℃/SD-2600=200℃/SD-2700：250℃
Acetylene | C2H2 | 74-86-2 | C2H2 | HW | HW-6208 | Fixed | SD-2600 | 0～100%LEL | HW-6206 temperature sorted sensor, Upper limit of operating temperature of instrument: SD-2500=160℃/SD-2600=200℃/SD-2700：250℃
Acetylene | C2H2 | 74-86-2 | C2H2 | HW | HW-6208 | Fixed | SD-2700 | 0～100%LEL | HW-6206 temperature sorted sensor, Upper limit of operating temperature of instrument: SD-2500=160℃/SD-2600=200℃/SD-2700：250℃
Acetylene | C2H2 | 74-86-2 | C2H2 | HW | HW-6212 | Fixed | GD-A80-70series | 0～100%LEL
Acetylene | C2H2 | 74-86-2 | C2H2 | SG | SG-8521 | Fixed | GD-A80Vseries | 0～200ppm/0～300ppm/0～500ppm/0～1000ppm/0～2000ppm/0～3000ppm/0～5000ppm
Acetylene | C2H2 | 74-86-2 | C2H2 | SG | SG-8521 | Fixed | SD-1GHseries | 0～200ppm/0～300ppm/0～500ppm/0～1000ppm/0～2000ppm/0～3000ppm/0～5000ppm
Acrolein | C3H4O | 107-02-8 | C3H4O | HW | HW-6211 | Fixed | SD-1(TYPE GP)series | ～100%LEL
Acrolein | C3H4O | 107-02-8 | C3H4O | HW | HW-6211 | Fixed | SD-D58(TYPE GP)series | ～100%LEL
Acrolein | C3H4O | 107-02-8 | C3H4O | HW | HW-6211/NC-6211 | Fixed | GD-A80series | ～100%LEL/～28000ppm
Acrolein | C3H4O | 107-02-8 | C3H4O | HW | HW-6211/NC-6211 | Fixed | GD-D58(TYPE GP)series | ～100%LEL/～28000ppm
Acrolein | C3H4O | 107-02-8 | C3H4O | HW | HW-6211/NC-6211 | Fixed | GD-D58(TYPE NC)series | ～100%LEL/～28000ppm
Acrolein | C3H4O | 107-02-8 | C3H4O | HW | HW-6211/NC-6211 | Fixed | SD-1(TYPE NC)series | ～100%LEL/～28000ppm
Acrolein | C3H4O | 107-02-8 | C3H4O | HW | HW-6211/NC-6211 | Fixed | SD-D58(TYPE NC)series | ～100%LEL/～28000ppm
Acrolein | C3H4O | 107-02-8 | C3H4O | SG | SG-8521 | Fixed | GD-A80Vseries | 0～100ppm/0～200ppm/0～300ppm/0～500ppm
Acrolein | C3H4O | 107-02-8 | C3H4O | SG | SG-8521 | Fixed | GD-D58・GHseries | 0～100ppm/0～200ppm/0～300ppm/0～500ppm
Acrolein | C3H4O | 107-02-8 | C3H4O | SG | SG-8521 | Fixed | SD-1GHseries | 0～100ppm/0～200ppm/0～300ppm/0～500ppm
Acrolein | C3H4O | 107-02-8 | C3H4O | SG | SG-8521 | Fixed | SD-D58・GHseries | 0～100ppm/0～200ppm/0～300ppm/0～500ppm
Acrylic acid | C3H4O2 | 79-10-7 | C3H4O2 | HW | HW-6211 | Fixed | SD-1(TYPE GP)series | ～100%LEL
Acrylic acid | C3H4O2 | 79-10-7 | C3H4O2 | HW | HW-6211 | Fixed | SD-D58(TYPE GP)series | ～100%LEL
Acrylic acid | C3H4O2 | 79-10-7 | C3H4O2 | HW | HW-6211/NC-6211 | Fixed | GD-A80series | ～100%LEL/～30000ppm
Acrylic acid | C3H4O2 | 79-10-7 | C3H4O2 | HW | HW-6211/NC-6211 | Fixed | GD-D58(TYPE GP)series | ～100%LEL/～30000ppm
Acrylic acid | C3H4O2 | 79-10-7 | C3H4O2 | HW | HW-6211/NC-6211 | Fixed | GD-D58(TYPE NC)series | ～100%LEL/～30000ppm
Acrylic acid | C3H4O2 | 79-10-7 | C3H4O2 | HW | HW-6211/NC-6211 | Fixed | SD-1(TYPE NC)series | ～100%LEL/～30000ppm
Acrylic acid | C3H4O2 | 79-10-7 | C3H4O2 | HW | HW-6211/NC-6211 | Fixed | SD-D58(TYPE NC)series | ～100%LEL/～30000ppm
Acrylic acid | C3H4O2 | 79-10-7 | C3H4O2 | SG | SG-8521 | Fixed | GD-A80Vseries | 0～200ppm/0～300ppm/0～500ppm/0～1000ppm/0～2000ppm
Acrylic acid | C3H4O2 | 79-10-7 | C3H4O2 | SG | SG-8521 | Fixed | GD-D58・GHseries | 0～200ppm/0～300ppm/0～500ppm/0～1000ppm/0～2000ppm
Acrylic acid | C3H4O2 | 79-10-7 | C3H4O2 | SG | SG-8521 | Fixed | SD-1GHseries | 0～200ppm/0～300ppm/0～500ppm/0～1000ppm/0～2000ppm
Acrylic acid | C3H4O2 | 79-10-7 | C3H4O2 | SG | SG-8521 | Fixed | SD-D58・GHseries | 0～200ppm/0～300ppm/0～500ppm/0～1000ppm/0～2000ppm
Acrylonitrile | C3H3N | 107-13-1 | C3H3N | HW | HW-6211 | Fixed | SD-1(TYPE GP)series | ～100%LEL
Acrylonitrile | C3H3N | 107-13-1 | C3H3N | HW | HW-6211 | Fixed | SD-D58(TYPE GP)series | ～100%LEL
Acrylonitrile | C3H3N | 107-13-1 | C3H3N | HW | HW-6211/NC-6211 | Fixed | GD-A80series | ～100%LEL/～28000ppm
Acrylonitrile | C3H3N | 107-13-1 | C3H3N | HW | HW-6211/NC-6211 | Fixed | GD-D58(TYPE GP)series | ～100%LEL/～28000ppm
Acrylonitrile | C3H3N | 107-13-1 | C3H3N | HW | HW-6211/NC-6211 | Fixed | GD-D58(TYPE NC)series | ～100%LEL/～28000ppm
Acrylonitrile | C3H3N | 107-13-1 | C3H3N | HW | HW-6211/NC-6211 | Fixed | SD-1(TYPE NC)series | ～100%LEL/～28000ppm
Acrylonitrile | C3H3N | 107-13-1 | C3H3N | HW | HW-6211/NC-6211 | Fixed | SD-D58(TYPE NC)series | ～100%LEL/～28000ppm
Acrylonitrile | C3H3N | 107-13-1 | C3H3N | HW | HW-6206 | Fixed | SD-2500 | 0～100%LEL | Upper limit of operating temperature of instrument: SD-2500=160℃/SD-2600=200℃/SD-2700：250℃
Acrylonitrile | C3H3N | 107-13-1 | C3H3N | HW | HW-6206 | Fixed | SD-2600 | 0～100%LEL | Upper limit of operating temperature of instrument: SD-2500=160℃/SD-2600=200℃/SD-2700：250℃
Acrylonitrile | C3H3N | 107-13-1 | C3H3N | HW | HW-6206 | Fixed | SD-2700 | 0～100%LEL | Upper limit of operating temperature of instrument: SD-2500=160℃/SD-2600=200℃/SD-2700：250℃
Acrylonitrile | C3H3N | 107-13-1 | C3H3N | HW | HW-6207 | Fixed | GD-A2400 | 0～100%LEL | Upper limit of operating temperature of instrument: GD-A2400=160℃
Acrylonitrile | C3H3N | 107-13-1 | C3H3N | HW | HW-6208 | Fixed | SD-2500 | 0～100%LEL | HW-6206 temperature sorted sensor, Upper limit of operating temperature of instrument: SD-2500=160℃/SD-2600=200℃/SD-2700：250℃
Acrylonitrile | C3H3N | 107-13-1 | C3H3N | HW | HW-6208 | Fixed | SD-2600 | 0～100%LEL | HW-6206 temperature sorted sensor, Upper limit of operating temperature of instrument: SD-2500=160℃/SD-2600=200℃/SD-2700：250℃
Acrylonitrile | C3H3N | 107-13-1 | C3H3N | HW | HW-6208 | Fixed | SD-2700 | 0～100%LEL | HW-6206 temperature sorted sensor, Upper limit of operating temperature of instrument: SD-2500=160℃/SD-2600=200℃/SD-2700：250℃
Acrylonitrile | C3H3N | 107-13-1 | C3H3N | HW | HW-6212 | Fixed | GD-A80-70series | 0～100%LEL
Acrylonitrile | C3H3N | 107-13-1 | C3H3N | SG | SG-8511 | Fixed | GD-A80Vseries | ★0～2000ppm/★0～3000ppm/★0～5000ppm/0～10000ppm | ★Range easily affected by environmental conditions and other
Acrylonitrile | C3H3N | 107-13-1 | C3H3N | SG | SG-8511 | Fixed | GD-D58・GHseries | ★0～2000ppm/★0～3000ppm/★0～5000ppm/0～10000ppm | ★Range easily affected by environmental conditions and other
Acrylonitrile | C3H3N | 107-13-1 | C3H3N | SG | SG-8511 | Fixed | SD-1GHseries | ★0～2000ppm/★0～3000ppm/★0～5000ppm/0～10000ppm | ★Range easily affected by environmental conditions and other
Acrylonitrile | C3H3N | 107-13-1 | C3H3N | SG | SG-8511 | Fixed | SD-D58・GHseries | ★0～2000ppm/★0～3000ppm/★0～5000ppm/0～10000ppm | ★Range easily affected by environmental conditions and other
Acrylonitrile | C3H3N | 107-13-1 | C3H3N | SG | SG-8521 | Fixed | GD-A80Vseries | ★0～100ppm/★0～150ppm/★0～200ppm/★0～300ppm/0～500ppm/0～1000ppm/0～2000ppm | ★Range easily affected by environmental conditions and other
Acrylonitrile | C3H3N | 107-13-1 | C3H3N | SG | SG-8521 | Fixed | GD-D58・GHseries | ★0～100ppm/★0～150ppm/★0～200ppm/★0～300ppm/0～500ppm/0～1000ppm/0～2000ppm | ★Range easily affected by environmental conditions and other
Acrylonitrile | C3H3N | 107-13-1 | C3H3N | SG | SG-8521 | Fixed | SD-1GHseries | ★0～100ppm/★0～150ppm/★0～200ppm/★0～300ppm/0～500ppm/0～1000ppm/0～2000ppm | ★Range easily affected by environmental conditions and other
Acrylonitrile | C3H3N | 107-13-1 | C3H3N | SG | SG-8521 | Fixed | SD-D58・GHseries | ★0～100ppm/★0～150ppm/★0～200ppm/★0～300ppm/0～500ppm/0～1000ppm/0～2000ppm | ★Range easily affected by environmental conditions and other
Aｌlyl chloride | C3H5CL | 107-05-1 | C3H5CL | SG | SG-8523 | Fixed | GD-A80Vseries | 0～20ppm/0～30ppm/0～50ppm/0～100ppm/0～200ppm/0～300ppm/0～500ppm
Aｌlyl chloride | C3H5CL | 107-05-1 | C3H5CL | SG | SG-8523 | Fixed | GD-D58・GHseries | 0～20ppm/0～30ppm/0～50ppm/0～100ppm/0～200ppm/0～300ppm/0～500ppm
Aｌlyl chloride | C3H5CL | 107-05-1 | C3H5CL | SG | SG-8523 | Fixed | SD-1GHseries | 0～20ppm/0～30ppm/0～50ppm/0～100ppm/0～200ppm/0～300ppm/0～500ppm
Aｌlyl chloride | C3H5CL | 107-05-1 | C3H5CL | SG | SG-8523 | Fixed | SD-D58・GHseries | 0～20ppm/0～30ppm/0～50ppm/0～100ppm/0～200ppm/0～300ppm/0～500ppm
Allyl glycidyl ether | AGE | 106-92-3 | C6H10O2 | SG | SG-8521 | Fixed | GD-A80Vseries | 0～100ppm/0～200ppm/0～300ppm/0～500ppm/0～1000ppm/0～2000ppm/0～3000ppm/0～5000ppm
Allyl glycidyl ether | AGE | 106-92-3 | C6H10O2 | SG | SG-8521 | Fixed | GD-D58・GHseries | 0～100ppm/0～200ppm/0～300ppm/0～500ppm/0～1000ppm/0～2000ppm/0～3000ppm/0～5000ppm
Allyl glycidyl ether | AGE | 106-92-3 | C6H10O2 | SG | SG-8521 | Fixed | SD-1GHseries | 0～100ppm/0～200ppm/0～300ppm/0～500ppm/0～1000ppm/0～2000ppm/0～3000ppm/0～5000ppm
Allyl glycidyl ether | AGE | 106-92-3 | C6H10O2 | SG | SG-8521 | Fixed | SD-D58・GHseries | 0～100ppm/0～200ppm/0～300ppm/0～500ppm/0～1000ppm/0～2000ppm/0～3000ppm/0～5000ppm
Allyl Methacrylate | AMA | 96-05-9 | C7H10O2 | SG | SG-8521 | Fixed | GD-A80Vseries | 0～300ppm/0～500ppm/0～1000ppm/0～2000ppm/0～3000ppm
Allyl Methacrylate | AMA | 96-05-9 | C7H10O2 | SG | SG-8521 | Fixed | GD-D58・GHseries | 0～300ppm/0～500ppm/0～1000ppm/0～2000ppm/0～3000ppm
Allyl Methacrylate | AMA | 96-05-9 | C7H10O2 | SG | SG-8521 | Fixed | SD-1GHseries | 0～300ppm/0～500ppm/0～1000ppm/0～2000ppm/0～3000ppm
Allyl Methacrylate | AMA | 96-05-9 | C7H10O2 | SG | SG-8521 | Fixed | SD-D58・GHseries | 0～300ppm/0～500ppm/0～1000ppm/0～2000ppm/0～3000ppm
Allylamine | C3H7N | 107-11-9 | C3H7N | SG | SG-8562 | Fixed | GD-A80Vseries | 0～100ppm/0～200ppm/0～300ppm/0～500ppm/0～1000ppm/0～2000ppm/0～3000ppm/0～5000ppm
Allylamine | C3H7N | 107-11-9 | C3H7N | SG | SG-8562 | Fixed | GD-D58・GHseries | 0～100ppm/0～200ppm/0～300ppm/0～500ppm/0～1000ppm/0～2000ppm/0～3000ppm/0～5000ppm
Allylamine | C3H7N | 107-11-9 | C3H7N | SG | SG-8562 | Fixed | SD-1GHseries | 0～100ppm/0～200ppm/0～300ppm/0～500ppm/0～1000ppm/0～2000ppm/0～3000ppm/0～5000ppm
Allylamine | C3H7N | 107-11-9 | C3H7N | SG | SG-8562 | Fixed | SD-D58・GHseries | 0～100ppm/0～200ppm/0～300ppm/0～500ppm/0～1000ppm/0～2000ppm/0～3000ppm/0～5000ppm
Ammonia | NH3 | 7664-41-7 | NH3 | SH | SH-8662 | Portable | SP-220(TYPE SC) | 0～10ppm
Ammonia | NH3 | 7664-41-7 | NH3 | ES | ESS-B332 | Portable | GX-6000 | 0～400ppm
Ammonia | NH3 | 7664-41-7 | NH3 | ES | ESM-01R-D | Portable | SC-01 | 0～75ppm
Ammonia | NH3 | 7664-41-7 | NH3 | ES | ESM-23R | Portable | SC-8000 | 0～75ppm
Ammonia | NH3 | 7664-41-7 | NH3 | ES | ESU-23R | Fixed | GD-70Dseries | 0～75ppm
Ammonia | NH3 | 7664-41-7 | NH3 | ES | ESU-23R | Fixed | TP-70D | 0～75ppm
Ammonia | NH3 | 7664-41-7 | NH3 | ES | ESU-23R-A | Fixed | GD-70Dseries | 0～150ppm
Ammonia | NH3 | 7664-41-7 | NH3 | ES | ESU-23R-A | Fixed | TP-70D | 0～150ppm
Ammonia | NH3 | 7664-41-7 | NH3 | ES | ESU-23RH | Fixed | GD-70Dseries | 0～75ppm | Sensor for high humidity /Range： higher than 70%RH
Ammonia | NH3 | 7664-41-7 | NH3 | ES | ESU-23RH | Fixed | TP-70D | 0～75ppm | Sensor for high humidity /Range： higher than 70%RH
Ammonia | NH3 | 7664-41-7 | NH3 | ES | ESU-23RL | Fixed | GD-70Dseries | 0～75ppm | Sensor for low humidity /Range： 3～70%RH
Ammonia | NH3 | 7664-41-7 | NH3 | ES | ESU-23RL | Fixed | TP-70D | 0～75ppm | Sensor for low humidity /Range： 3～70%RH
Ammonia | NH3 | 7664-41-7 | NH3 | ES | ESU-23RVM | Fixed | GD-70Dseries | 0～10ppm | For low concentration measurement (NH3)
Ammonia | NH3 | 7664-41-7 | NH3 | ES | ESU-23RVM | Fixed | TP-70D | 0～10ppm | For low concentration measurement (NH3)
Ammonia | NH3 | 7664-41-7 | NH3 | ES | ESM-23R | Fixed | GD-K88Aiseries | 0～75ppm
Ammonia | NH3 | 7664-41-7 | NH3 | ES | ESM-23R | Fixed | GD-K88Diseries | 0～75ppm
Ammonia | NH3 | 7664-41-7 | NH3 | ES | ESM-23RH | Fixed | GD-K88Aiseries | 0～75ppm
Ammonia | NH3 | 7664-41-7 | NH3 | ES | ESM-23RH | Fixed | GD-K88Diseries | 0～75ppm
Ammonia | NH3 | 7664-41-7 | NH3 | ES | ESM-23RL | Fixed | GD-K88Aiseries | 0～75ppm
Ammonia | NH3 | 7664-41-7 | NH3 | ES | ESM-23RL | Fixed | GD-K88Diseries | 0～75ppm
Ammonia | NH3 | 7664-41-7 | NH3 | ES | ESM-23R-A | Fixed | GD-K88Aiseries | 0～150ppm
Ammonia | NH3 | 7664-41-7 | NH3 | ES | ESM-23R-A | Fixed | GD-K88Diseries | 0～150ppm
Ammonia | NH3 | 7664-41-7 | NH3 | HW | HW-6211 | Fixed | SD-1(TYPE GP)series | ～100%LEL
Ammonia | NH3 | 7664-41-7 | NH3 | HW | HW-6211 | Fixed | SD-D58(TYPE GP)series | ～100%LEL
Ammonia | NH3 | 7664-41-7 | NH3 | HW | HW-6211/NC-6211 | Fixed | GD-A80series | ～100%LEL～150000ppm
Ammonia | NH3 | 7664-41-7 | NH3 | HW | HW-6211/NC-6211 | Fixed | GD-D58(TYPE GP)series | ～100%LEL～150000ppm
Ammonia | NH3 | 7664-41-7 | NH3 | HW | HW-6211/NC-6211 | Fixed | GD-D58(TYPE NC)series | ～100%LEL～150000ppm
Ammonia | NH3 | 7664-41-7 | NH3 | HW | HW-6211/NC-6211 | Fixed | SD-1(TYPE NC)series | ～100%LEL～150000ppm
Ammonia | NH3 | 7664-41-7 | NH3 | HW | HW-6211/NC-6211 | Fixed | SD-D58(TYPE NC)series | ～100%LEL～150000ppm
Ammonia | NH3 | 7664-41-7 | NH3 | SG | SG-8511 | Fixed | GD-A80Vseries | 0～3000ppm/0～5000ppm/0～10000ppm
Ammonia | NH3 | 7664-41-7 | NH3 | SG | SG-8511 | Fixed | GD-D58・GHseries | 0～3000ppm/0～5000ppm/0～10000ppm
Ammonia | NH3 | 7664-41-7 | NH3 | SG | SG-8511 | Fixed | SD-1GHseries | 0～3000ppm/0～5000ppm/0～10000ppm
Ammonia | NH3 | 7664-41-7 | NH3 | SG | SG-8511 | Fixed | SD-D58・GHseries | 0～3000ppm/0～5000ppm/0～10000ppm
Ammonia | NH3 | 7664-41-7 | NH3 | SG | SG-8562 | Fixed | GD-A80Vseries | ★0～75ppm/★0～100ppm/★0～150ppm/★0～200ppm/★0～300ppm/0～400ppm/0～500ppm/0～1000ppm | ★Range easily affected by environmental conditions and other
Ammonia | NH3 | 7664-41-7 | NH3 | SG | SG-8562 | Fixed | GD-D58・GHseries | ★0～75ppm/★0～100ppm/★0～150ppm/★0～200ppm/★0～300ppm/0～400ppm/0～500ppm/0～1000ppm | ★Range easily affected by environmental conditions and other
Ammonia | NH3 | 7664-41-7 | NH3 | SG | SG-8562 | Fixed | SD-1GHseries | ★0～75ppm/★0～100ppm/★0～150ppm/★0～200ppm/★0～300ppm/0～400ppm/0～500ppm/0～1000ppm | ★Range easily affected by environmental conditions and other
Ammonia | NH3 | 7664-41-7 | NH3 | SG | SG-8562 | Fixed | SD-D58・GHseries | ★0～75ppm/★0～100ppm/★0～150ppm/★0～200ppm/★0～300ppm/0～400ppm/0～500ppm/0～1000ppm | ★Range easily affected by environmental conditions and other
Aniline | C6H5NH2 | 62-53-3 | C6H7N | SG | SG-8562 | Fixed | GD-A80Vseries | 0～200ppm/0～300ppm
Aniline | C6H5NH2 | 62-53-3 | C6H7N | SG | SG-8562 | Fixed | GD-D58・GHseries | 0～200ppm/0～300ppm
Aniline | C6H5NH2 | 62-53-3 | C6H7N | SG | SG-8562 | Fixed | SD-1GHseries | 0～200ppm/0～300ppm
Aniline | C6H5NH2 | 62-53-3 | C6H7N | SG | SG-8562 | Fixed | SD-D58・GHseries | 0～200ppm/0～300ppm
Anisole | ANISOLE | 100-66-3 | C7H8O | HW | NC-6211 | Fixed | GD-A80series | ～100%LEL/～3000ppm
Anisole | ANISOLE | 100-66-3 | C7H8O | HW | NC-6211 | Fixed | GD-D58(TYPE GP)series | ～100%LEL/～3000ppm
Anisole | ANISOLE | 100-66-3 | C7H8O | HW | NC-6211 | Fixed | GD-D58(TYPE NC)series | ～100%LEL/～3000ppm
Anisole | ANISOLE | 100-66-3 | C7H8O | HW | NC-6211 | Fixed | SD-1(TYPE NC)series | ～100%LEL/～3000ppm
Anisole | ANISOLE | 100-66-3 | C7H8O | HW | NC-6211 | Fixed | SD-D58(TYPE NC)series | ～100%LEL/～3000ppm
Anisole | ANISOLE | 100-66-3 | C7H8O | SG | SG-8521 | Fixed | GD-A80Vseries | 0～100ppm/0～200ppm/0～300ppm/0～500ppm/0～1000ppm/0～2000ppm
Anisole | ANISOLE | 100-66-3 | C7H8O | SG | SG-8521 | Fixed | GD-D58・GHseries | 0～100ppm/0～200ppm/0～300ppm/0～500ppm/0～1000ppm/0～2000ppm
Anisole | ANISOLE | 100-66-3 | C7H8O | SG | SG-8521 | Fixed | SD-1GHseries | 0～100ppm/0～200ppm/0～300ppm/0～500ppm/0～1000ppm/0～2000ppm
Anisole | ANISOLE | 100-66-3 | C7H8O | SG | SG-8521 | Fixed | SD-D58・GHseries | 0～100ppm/0～200ppm/0～300ppm/0～500ppm/0～1000ppm/0～2000ppm
Argon | Ar | 7440-37-1 | Ar | TE | TE-7515W | Portable | NP-1000(CH4) | 0～100vol%
Arsine | AsH3 | 7784-42-1 | AsH3 | SH | SH-8662 | Portable | SP-220(TYPE SC) | 0～0.2ppm
Arsine | AsH3 | 7784-42-1 | AsH3 | ES | ESM-23AHS-N | Portable | SC-8000 | 0～0.2ppm
Arsine | AsH3 | 7784-42-1 | AsH3 | ES | ESM-23AH | Portable | SC-8000 | 0～1ppm
Arsine | AsH3 | 7784-42-1 | AsH3 | ES | ESM-23AP | Portable | SC-8000 | 0～0.2ppm
Arsine | AsH3 | 7784-42-1 | AsH3 | ES | ESU-23AHS | Fixed | GD-70Dseries | 0～0.2ppm
Arsine | AsH3 | 7784-42-1 | AsH3 | ES | ESU-23AHS | Fixed | TP-70D | 0～0.2ppm
Arsine | AsH3 | 7784-42-1 | AsH3 | ES | ESU-23AHS-N | Fixed | GD-70Dseries | 0～0.2ppm | NOx Updated against interference gas
Arsine | AsH3 | 7784-42-1 | AsH3 | ES | ESU-23AHS-N | Fixed | TP-70D | 0～0.2ppm | NOx Updated against interference gas
Arsine | AsH3 | 7784-42-1 | AsH3 | ES | ESU-23AP | Fixed | GD-70Dseries | 0～0.2ppm
Arsine | AsH3 | 7784-42-1 | AsH3 | ES | ESU-23AP | Fixed | TP-70D | 0～0.2ppm
Arsine | AsH3 | 7784-42-1 | AsH3 | ES | ESU-C23F | Fixed | GD-70Dseries | 0～0.2ppm
Arsine | AsH3 | 7784-42-1 | AsH3 | ES | ESU-C23F | Fixed | TP-70D | 0～0.2ppm
Arsine | AsH3 | 7784-42-1 | AsH3 | ES | ESU-C23F-S | Fixed | GD-70Dseries | 0～50ppb | Capable to set alarm point 10ppb/With CF-8364TP（for dehumidification）
Arsine | AsH3 | 7784-42-1 | AsH3 | ES | ESU-C23F-S | Fixed | TP-70D | 0～50ppb | Capable to set alarm point 10ppb/With CF-8364TP（for dehumidification）
Arsine | AsH3 | 7784-42-1 | AsH3 | ES | ESM-23AH | Fixed | GD-K88Aiseries | 0～1ppm
Arsine | AsH3 | 7784-42-1 | AsH3 | ES | ESM-23AH | Fixed | GD-K88Diseries | 0～1ppm
Arsine | AsH3 | 7784-42-1 | AsH3 | ES | ESM-23AHS | Fixed | GD-K88Aiseries | 0～0.2ppm
Arsine | AsH3 | 7784-42-1 | AsH3 | ES | ESM-23AHS | Fixed | GD-K88Diseries | 0～0.2ppm
Arsine | AsH3 | 7784-42-1 | AsH3 | ES | ESM-23AHS-N | Fixed | GD-K88Aiseries | 0～0.2ppm
Arsine | AsH3 | 7784-42-1 | AsH3 | ES | ESM-23AHS-N | Fixed | GD-K88Diseries | 0～0.2ppm
Arsine | AsH3 | 7784-42-1 | AsH3 | ES | ESM-23AP | Fixed | GD-K88Aiseries | 0～0.2ppm
Arsine | AsH3 | 7784-42-1 | AsH3 | ES | ESM-23AP | Fixed | GD-K88Diseries | 0～0.2ppm
Arsine | AsH3 | 7784-42-1 | AsH3 | ES | ESM-23AY | Fixed | GD-K88Aiseries | 0～0.2ppm
Arsine | AsH3 | 7784-42-1 | AsH3 | ES | ESM-23AY | Fixed | GD-K88Diseries | 0～0.2ppm
Benzene | C6H6 | 71-43-2 | C6H6 | HW | NC-6215 | Portable | GP-1000(HC/CH4) | 0～100%LEL
Benzene | C6H6 | 71-43-2 | C6H6 | HW | NC-6307 | Portable | NC-1000(HC/CH4) | 0～10000ppm
Benzene | C6H6 | 71-43-2 | C6H6 | SH | SH-8662 | Portable | SP-220(TYPE SC) | 0～10ppm
Benzene | C6H6 | 71-43-2 | C6H6 | RI | DE-3315-1 | Fixed | SD-1RIseries | 0～100%LEL
Benzene | C6H6 | 71-43-2 | C6H6 | HW | HW-6211 | Fixed | SD-1(TYPE GP)series | ～100%LEL
Benzene | C6H6 | 71-43-2 | C6H6 | HW | HW-6211 | Fixed | SD-D58(TYPE GP)series | ～100%LEL
Benzene | C6H6 | 71-43-2 | C6H6 | HW | HW-6211/NC-6211 | Fixed | GD-A80series | ～100%LEL/～12000ppm
Benzene | C6H6 | 71-43-2 | C6H6 | HW | HW-6211/NC-6211 | Fixed | GD-D58(TYPE GP)series | ～100%LEL/～12000ppm
Benzene | C6H6 | 71-43-2 | C6H6 | HW | HW-6211/NC-6211 | Fixed | GD-D58(TYPE NC)series | ～100%LEL/～12000ppm
Benzene | C6H6 | 71-43-2 | C6H6 | HW | HW-6211/NC-6211 | Fixed | SD-1(TYPE NC)series | ～100%LEL/～12000ppm
Benzene | C6H6 | 71-43-2 | C6H6 | HW | HW-6211/NC-6211 | Fixed | SD-D58(TYPE NC)series | ～100%LEL/～12000ppm
Benzene | C6H6 | 71-43-2 | C6H6 | HW | NC-6240A | Fixed | GD-A80series | 0～100%LEL/0～12000ppm
Benzene | C6H6 | 71-43-2 | C6H6 | HW | NC-6240A | Fixed | GD-D58(TYPE NC)series | 0～100%LEL/0～12000ppm
Benzene | C6H6 | 71-43-2 | C6H6 | HW | NC-6240A | Fixed | SD-1(TYPE NC)series | 0～100%LEL/0～12000ppm
Benzene | C6H6 | 71-43-2 | C6H6 | HW | NC-6240A | Fixed | SD-D58(TYPE NC)series | 0～100%LEL/0～12000ppm
Benzene | C6H6 | 71-43-2 | C6H6 | HW | NC-6245 | Fixed | GD-A80series | 0～100%LEL
Benzene | C6H6 | 71-43-2 | C6H6 | HW | NC-6245 | Fixed | GD-D58(TYPE NC)series | 0～100%LEL
Benzene | C6H6 | 71-43-2 | C6H6 | HW | NC-6245 | Fixed | SD-1(TYPE NC)series | 0～100%LEL
Benzene | C6H6 | 71-43-2 | C6H6 | HW | NC-6245 | Fixed | SD-D58(TYPE NC)series | 0～100%LEL
Benzene | C6H6 | 71-43-2 | C6H6 | SG | SG-8521 | Fixed | GD-A80Vseries | 0～30ppm/0～50ppm/0～100ppm/0～200ppm/0～300ppm/0～500ppm/0～1000ppm/0～2000ppm
Benzene | C6H6 | 71-43-2 | C6H6 | SG | SG-8521 | Fixed | GD-D58・GHseries | 0～30ppm/0～50ppm/0～100ppm/0～200ppm/0～300ppm/0～500ppm/0～1000ppm/0～2000ppm
Benzene | C6H6 | 71-43-2 | C6H6 | SG | SG-8521 | Fixed | SD-1GHseries | 0～30ppm/0～50ppm/0～100ppm/0～200ppm/0～300ppm/0～500ppm/0～1000ppm/0～2000ppm
Benzene | C6H6 | 71-43-2 | C6H6 | SG | SG-8521 | Fixed | SD-D58・GHseries | 0～30ppm/0～50ppm/0～100ppm/0～200ppm/0～300ppm/0～500ppm/0～1000ppm/0～2000ppm
Benzene | C6H6 | 71-43-2 | C6H6 | SG | SG-8521 | Fixed | GD-A80Vseries | 0～75ppm/0～150ppm
Benzene | C6H6 | 71-43-2 | C6H6 | SG | SG-8521 | Fixed | GD-D58・GHseries | 0～75ppm/0～150ppm
Benzene | C6H6 | 71-43-2 | C6H6 | SG | SG-8521 | Fixed | SD-1GHseries | 0～75ppm/0～150ppm
Benzene | C6H6 | 71-43-2 | C6H6 | SG | SG-8521 | Fixed | SD-D58・GHseries | 0～75ppm/0～150ppm
Benzyl Alcohol | Benz-ol | 100-51-6 | C7H8O | HW | HW-6206 | Fixed | SD-2500 | 0～100%LEL | Upper limit of operating temperature of instrument: SD-2500=160℃/SD-2600=200℃/SD-2700：250℃
Benzyl Alcohol | Benz-ol | 100-51-6 | C7H8O | HW | HW-6206 | Fixed | SD-2600 | 0～100%LEL | Upper limit of operating temperature of instrument: SD-2500=160℃/SD-2600=200℃/SD-2700：250℃
Benzyl Alcohol | Benz-ol | 100-51-6 | C7H8O | HW | HW-6206 | Fixed | SD-2700 | 0～100%LEL | Upper limit of operating temperature of instrument: SD-2500=160℃/SD-2600=200℃/SD-2700：250℃
Benzyl Alcohol | Benz-ol | 100-51-6 | C7H8O | HW | HW-6207 | Fixed | GD-A2400 | 0～100%LEL | Upper limit of operating temperature of instrument: GD-A2400=160℃
Benzyl Alcohol | Benz-ol | 100-51-6 | C7H8O | HW | HW-6208 | Fixed | SD-2500 | 0～100%LEL | HW-6206 temperature sorted sensor, Upper limit of operating temperature of instrument: SD-2500=160℃/SD-2600=200℃/SD-2700：250℃
Benzyl Alcohol | Benz-ol | 100-51-6 | C7H8O | HW | HW-6208 | Fixed | SD-2600 | 0～100%LEL | HW-6206 temperature sorted sensor, Upper limit of operating temperature of instrument: SD-2500=160℃/SD-2600=200℃/SD-2700：250℃
Benzyl Alcohol | Benz-ol | 100-51-6 | C7H8O | HW | HW-6208 | Fixed | SD-2700 | 0～100%LEL | HW-6206 temperature sorted sensor, Upper limit of operating temperature of instrument: SD-2500=160℃/SD-2600=200℃/SD-2700：250℃
Bis(tert-butylamino)silane | BTBAS | 186598-40-3 | C8H22N2Si | ES | ESM-23RVM | Portable | SC-8000 | 0～15ppm
Bis(tert-butylamino)silane | BTBAS | 186598-40-3 | C8H22N2Si | ES | ESU-23RV | Fixed | GD-70Dseries | 0～15ppm
Bis(tert-butylamino)silane | BTBAS | 186598-40-3 | C8H22N2Si | ES | ESU-23RV | Fixed | TP-70D | 0～15ppm
Bis(tert-butylamino)silane | BTBAS | 186598-40-3 | C8H22N2Si | ES | ESU-23RVM | Fixed | GD-70Dseries | 0～15ppm | Updated against electrolyte reduction
Bis(tert-butylamino)silane | BTBAS | 186598-40-3 | C8H22N2Si | ES | ESU-23RVM | Fixed | TP-70D | 0～15ppm | Updated against electrolyte reduction
Bis(tert-butylamino)silane | BTBAS | 186598-40-3 | C8H22N2Si | ES | ESM-23RV | Fixed | GD-K88Aiseries | 0～15ppm
Bis(tert-butylamino)silane | BTBAS | 186598-40-3 | C8H22N2Si | ES | ESM-23RV | Fixed | GD-K88Diseries | 0～15ppm
Bis(tert-butylamino)silane | BTBAS | 186598-40-3 | C8H22N2Si | ES | ESM-23RVM | Fixed | GD-K88Aiseries | 0～15ppm | Updated against electrolyte reduction
Bis(tert-butylamino)silane | BTBAS | 186598-40-3 | C8H22N2Si | ES | ESM-23RVM | Fixed | GD-K88Diseries | 0～15ppm | Updated against electrolyte reduction
Bromine | Br2 | 7726-95-6 | Br2 | ES | ESM-K233 | Portable | SC-8000 | 0～1ppm
Bromine | Br2 | 7726-95-6 | Br2 | ES | ESU-K233 | Fixed | GD-70Dseries | 0～1ppm
Bromine | Br2 | 7726-95-6 | Br2 | ES | ESU-K233 | Fixed | TP-70D | 0～1ppm
Bromine | Br2 | 7726-95-6 | Br2 | ES | ESM-K233 | Fixed | GD-K88Aiseries | 0～1ppm
Bromine | Br2 | 7726-95-6 | Br2 | ES | ESM-K233 | Fixed | GD-K88Diseries | 0～1ppm
Butyl Methacrylate | n-BMA | 97-88-1 | C8H14O2 | HW | HW-6211/NC-6211 | Fixed | GD-A80series | ～50%LEL/～10000ppm
Butyl Methacrylate | n-BMA | 97-88-1 | C8H14O2 | HW | HW-6211/NC-6211 | Fixed | GD-D58(TYPE GP)series | ～50%LEL/～10000ppm
Butyl Methacrylate | n-BMA | 97-88-1 | C8H14O2 | HW | HW-6211/NC-6211 | Fixed | GD-D58(TYPE NC)series | ～50%LEL/～10000ppm
Butyl Methacrylate | n-BMA | 97-88-1 | C8H14O2 | HW | HW-6211/NC-6211 | Fixed | SD-1(TYPE NC)series | ～50%LEL/～10000ppm
Butyl Methacrylate | n-BMA | 97-88-1 | C8H14O2 | HW | HW-6211/NC-6211 | Fixed | SD-D58(TYPE NC)series | ～50%LEL/～10000ppm
Butyl Methacrylate | n-BMA | 97-88-1 | C8H14O2 | HW | HW-6206 | Fixed | SD-2500 | 0～100%LEL | Upper limit of operating temperature of instrument: SD-2500=160℃/SD-2600=200℃/SD-2700：250℃
Butyl Methacrylate | n-BMA | 97-88-1 | C8H14O2 | HW | HW-6206 | Fixed | SD-2600 | 0～100%LEL | Upper limit of operating temperature of instrument: SD-2500=160℃/SD-2600=200℃/SD-2700：250℃
Butyl Methacrylate | n-BMA | 97-88-1 | C8H14O2 | HW | HW-6206 | Fixed | SD-2700 | 0～100%LEL | Upper limit of operating temperature of instrument: SD-2500=160℃/SD-2600=200℃/SD-2700：250℃
Butyl Methacrylate | n-BMA | 97-88-1 | C8H14O2 | HW | HW-6207 | Fixed | GD-A2400 | 0～100%LEL | Upper limit of operating temperature of instrument: GD-A2400=160℃
Butyl Methacrylate | n-BMA | 97-88-1 | C8H14O2 | HW | HW-6208 | Fixed | SD-2500 | 0～100%LEL | HW-6206 temperature sorted sensor, Upper limit of operating temperature of instrument: SD-2500=160℃/SD-2600=200℃/SD-2700：250℃
Butyl Methacrylate | n-BMA | 97-88-1 | C8H14O2 | HW | HW-6208 | Fixed | SD-2600 | 0～100%LEL | HW-6206 temperature sorted sensor, Upper limit of operating temperature of instrument: SD-2500=160℃/SD-2600=200℃/SD-2700：250℃
Butyl Methacrylate | n-BMA | 97-88-1 | C8H14O2 | HW | HW-6208 | Fixed | SD-2700 | 0～100%LEL | HW-6206 temperature sorted sensor, Upper limit of operating temperature of instrument: SD-2500=160℃/SD-2600=200℃/SD-2700：250℃
Butyl Methacrylate | n-BMA | 97-88-1 | C8H14O2 | HW | HW-6212 | Fixed | GD-A80-70series | 0～100%LEL
C2 olefin | C2-OLEF | - | C4H3F5 | SG | SG-8562 | Fixed | GD-A80Vseries | 0～1000ppm/0～2000ppm/0～3000ppm/0～5000ppm
C2 olefin | C2-OLEF | - | C4H3F5 | SG | SG-8562 | Fixed | GD-D58・GHseries | 0～1000ppm/0～2000ppm/0～3000ppm/0～5000ppm
C2 olefin | C2-OLEF | - | C4H3F5 | SG | SG-8562 | Fixed | SD-1GHseries | 0～1000ppm/0～2000ppm/0～3000ppm/0～5000ppm
C2 olefin | C2-OLEF | - | C4H3F5 | SG | SG-8562 | Fixed | SD-D58・GHseries | 0～1000ppm/0～2000ppm/0～3000ppm/0～5000ppm
Carbon Dioxide | CO2 | 124-38-9 | CO2 | RI | DE-3123-5 | Portable | RX-8500 | 0～20vol%
Carbon Dioxide | CO2 | 124-38-9 | CO2 | RI | DES-3311-1 | Portable | GX-6000 | 0～10vol%
Carbon Dioxide | CO2 | 124-38-9 | CO2 | RI | DES-3311-4 | Portable | GX-6000 | 0～10000ppm
Carbon Dioxide | CO2 | 124-38-9 | CO2 | RI | DE-2113-44 | Fixed | RI-557 | 0～2vol%
Carbon Dioxide | CO2 | 124-38-9 | CO2 | RI | DE-2113-41 | Fixed | RI-557 | 0～5vol%
Carbon Dioxide | CO2 | 124-38-9 | CO2 | RI | DE-2113-47 | Fixed | RI-557 | 0～10vol%
Carbon Dioxide | CO2 | 124-38-9 | CO2 | RI | DE-2113-46 | Fixed | RI-557 | 0～20vol%
Carbon Dioxide | CO2 | 124-38-9 | CO2 | RI | DE-2113-46 | Fixed | RI-557 | 0～50vol%
Carbon Dioxide | CO2 | 124-38-9 | CO2 | RI | DE-2113-45 | Fixed | RI-557 | 0～100vol%
Carbon Dioxide | CO2 | 124-38-9 | CO2 | RI | DE-3315-3 | Fixed | SD-1RIseries | 0～10000ppm
Carbon disulfide | CS2 | 75-15-0 | CS2 | SH | SH-8662 | Portable | SP-220(TYPE FUM) | 0～0.1ppm
Carbon disulfide | CS2 | 75-15-0 | CS2 | SG | SG-8513 | Fixed | GD-A80Vseries | 0～100ppm/0～200ppm/0～300ppm/0～500ppm
Carbon disulfide | CS2 | 75-15-0 | CS2 | SG | SG-8513 | Fixed | GD-D58・GHseries | 0～100ppm/0～200ppm/0～300ppm/0～500ppm
Carbon disulfide | CS2 | 75-15-0 | CS2 | SG | SG-8513 | Fixed | SD-1GHseries | 0～100ppm/0～200ppm/0～300ppm/0～500ppm
Carbon disulfide | CS2 | 75-15-0 | CS2 | SG | SG-8513 | Fixed | SD-D58・GHseries | 0～100ppm/0～200ppm/0～300ppm/0～500ppm
Carbon disulfide | CS2 | 75-15-0 | CS2 | SG | SG-8523 | Fixed | GD-A80Vseries | 0～50ppm
Carbon disulfide | CS2 | 75-15-0 | CS2 | SG | SG-8523 | Fixed | GD-D58・GHseries | 0～50ppm
Carbon disulfide | CS2 | 75-15-0 | CS2 | SG | SG-8523 | Fixed | SD-1GHseries | 0～50ppm
Carbon disulfide | CS2 | 75-15-0 | CS2 | SG | SG-8523 | Fixed | SD-D58・GHseries | 0～50ppm
Carbon Monoxide | CO | 630-08-0 | CO | ES | ES-A3CP | Portable | CX-5 | 0～1000ppm
Carbon Monoxide | CO | 630-08-0 | CO | ES | ES-1821 | Portable | GX-2009 | 0～150ppm
Carbon Monoxide | CO | 630-08-0 | CO | ES | ES-1821 | Portable | GX-2012 | 0～150ppm
Carbon Monoxide | CO | 630-08-0 | CO | ES | ES-1821 | Portable | GX-2012GT | 0～150ppm
Carbon Monoxide | CO | 630-08-0 | CO | ES | ES-1821 | Portable | GX-6000 | 0～150ppm
Carbon Monoxide | CO | 630-08-0 | CO | ES | ES-1821 | Portable | CO-03 | 0～150ppm
Carbon Monoxide | CO | 630-08-0 | CO | ES | ES-031 | Portable | GX-8000 | 0～150ppm
Carbon Monoxide | CO | 630-08-0 | CO | ES | ES-031M | Portable | RX-8500 | 0～1000ppm
Carbon Monoxide | CO | 630-08-0 | CO | SH | SH-8662 | Portable | SP-220(TYPE SC) | 0～30ppm
Carbon Monoxide | CO | 630-08-0 | CO | ES | ESM-011 | Portable | SC-01 | 0～75ppm
Carbon Monoxide | CO | 630-08-0 | CO | ES | ESM-23 | Portable | SC-8000 | 0～75ppm
Carbon Monoxide | CO | 630-08-0 | CO | ES | ESM-23 | Portable | SC-8000 | 0～150ppm
Carbon Monoxide | CO | 630-08-0 | CO | ES | ESM-23 | Portable | SC-8000 | 0～300ppm
Carbon Monoxide | CO | 630-08-0 | CO | ES | ESU-23 | Fixed | GD-70Dseries | 0～75ppm
Carbon Monoxide | CO | 630-08-0 | CO | ES | ESU-23 | Fixed | TP-70D | 0～75ppm
Carbon Monoxide | CO | 630-08-0 | CO | ES | ESU-23 | Fixed | GD-70Dseries | 0～150ppm
Carbon Monoxide | CO | 630-08-0 | CO | ES | ESU-23 | Fixed | TP-70D | 0～150ppm
Carbon Monoxide | CO | 630-08-0 | CO | ES | ESU-23 | Fixed | GD-70Dseries | 0～300ppm
Carbon Monoxide | CO | 630-08-0 | CO | ES | ESU-23 | Fixed | TP-70D | 0～300ppm
Carbon Monoxide | CO | 630-08-0 | CO | ES | ESU-231 | Fixed | GD-70Dseries | 0～75ppm
Carbon Monoxide | CO | 630-08-0 | CO | ES | ESU-231 | Fixed | TP-70D | 0～75ppm
Carbon Monoxide | CO | 630-08-0 | CO | ES | ESU-231 | Fixed | GD-70Dseries | 0～150ppm
Carbon Monoxide | CO | 630-08-0 | CO | ES | ESU-231 | Fixed | TP-70D | 0～150ppm
Carbon Monoxide | CO | 630-08-0 | CO | ES | ESU-231 | Fixed | GD-70Dseries | 0～300ppm
Carbon Monoxide | CO | 630-08-0 | CO | ES | ESU-231 | Fixed | TP-70D | 0～300ppm
Carbon Monoxide | CO | 630-08-0 | CO | ES | EC-831 | Fixed | SD-1ECseries | 0～75ppm/0～150ppm/0～200ppm/0～250ppm/0～300ppm
Carbon Monoxide | CO | 630-08-0 | CO | ES | EC-831 | Fixed | SDWL-1ECseries | 0～75ppm/0～150ppm/0～200ppm/0～250ppm/0～300ppm
Carbon Monoxide | CO | 630-08-0 | CO | RI | DE-2113-53 | Fixed | RI-557 | 0～5vol%
Carbon Monoxide | CO | 630-08-0 | CO | RI | DE-2113-54 | Fixed | RI-557 | 0～10vol%
Carbon Monoxide | CO | 630-08-0 | CO | RI | DE-2113-59 | Fixed | RI-557 | 0～20vol%
Carbon Monoxide | CO | 630-08-0 | CO | RI | DE-2113-57 | Fixed | RI-557 | 0～50vol%
Carbon Monoxide | CO | 630-08-0 | CO | RI | DE-2113-63 | Fixed | RI-557 | 0～100vol%
Carbon Monoxide | CO | 630-08-0 | CO | ES | ESM-23 | Fixed | GD-K88Aiseries | 0～300ppm
Carbon Monoxide | CO | 630-08-0 | CO | ES | ESM-23 | Fixed | GD-K88Diseries | 0～300ppm
Carbon Monoxide | CO | 630-08-0 | CO | ES | ESM-23 | Fixed | GD-K88Aiseries | 0～150ppm
Carbon Monoxide | CO | 630-08-0 | CO | ES | ESM-23 | Fixed | GD-K88Diseries | 0～150ppm
Carbon Monoxide | CO | 630-08-0 | CO | ES | ESM-23 | Fixed | GD-K88Aiseries | 0～75ppm
Carbon Monoxide | CO | 630-08-0 | CO | ES | ESM-23 | Fixed | GD-K88Diseries | 0～75ppm
Carbon Monoxide | CO | 630-08-0 | CO | ES | ESM-231 | Fixed | GD-K88Aiseries | 0～300ppm
Carbon Monoxide | CO | 630-08-0 | CO | ES | ESM-231 | Fixed | GD-K88Diseries | 0～300ppm
Carbon Monoxide | CO | 630-08-0 | CO | ES | ESM-231 | Fixed | GD-K88Aiseries | 0～150ppm
Carbon Monoxide | CO | 630-08-0 | CO | ES | ESM-231 | Fixed | GD-K88Diseries | 0～150ppm
Carbon Monoxide | CO | 630-08-0 | CO | ES | ESM-231 | Fixed | GD-K88Aiseries | 0～75ppm
Carbon Monoxide | CO | 630-08-0 | CO | ES | ESM-231 | Fixed | GD-K88Diseries | 0～75ppm
Carbon Monoxide | CO | 630-08-0 | CO | ES | ESM-23M | Fixed | GD-K88Aiseries | 0～1000ppm
Carbon Monoxide | CO | 630-08-0 | CO | ES | ESM-23M | Fixed | GD-K88Diseries | 0～1000ppm
Carbon Monoxide | CO | 630-08-0 | CO | ES | ESM-23N | Fixed | GD-K88Aiseries | 0～500ppm
Carbon Monoxide | CO | 630-08-0 | CO | ES | ESM-23N | Fixed | GD-K88Diseries | 0～500ppm
Carbon Monoxide | CO | 630-08-0 | CO | HW | HW-6211 | Fixed | SD-1(TYPE GP)series | ～100%LEL
Carbon Monoxide | CO | 630-08-0 | CO | HW | HW-6211 | Fixed | SD-D58(TYPE GP)series | ～100%LEL
Carbon Monoxide | CO | 630-08-0 | CO | HW | HW-6211/NC-6211 | Fixed | GD-A80series | ～100%LEL/～125000ppm
Carbon Monoxide | CO | 630-08-0 | CO | HW | HW-6211/NC-6211 | Fixed | GD-D58(TYPE GP)series | ～100%LEL/～125000ppm
Carbon Monoxide | CO | 630-08-0 | CO | HW | HW-6211/NC-6211 | Fixed | GD-D58(TYPE NC)series | ～100%LEL/～125000ppm
Carbon Monoxide | CO | 630-08-0 | CO | HW | HW-6211/NC-6211 | Fixed | SD-1(TYPE NC)series | ～100%LEL/～125000ppm
Carbon Monoxide | CO | 630-08-0 | CO | HW | HW-6211/NC-6211 | Fixed | SD-D58(TYPE NC)series | ～100%LEL/～125000ppm
Carbon Monoxide | CO | 630-08-0 | CO | HW | HW-6239 | Fixed | GD-A80-70series | 0～100%LEL
Carbon Monoxide | CO | 630-08-0 | CO | HW | HW-6239 | Fixed | SD-1(TYPE GP)series | 0～100%LEL
Carbon Monoxide | CO | 630-08-0 | CO | HW | HW-6239 | Fixed | SD-D58(TYPE GP)series | 0～100%LEL
Carbon Monoxide | CO | 630-08-0 | CO | HW | HW-6239/NC-6239 | Fixed | GD-A80series | 0～100%LEL/0～125000ppm
Carbon Monoxide | CO | 630-08-0 | CO | HW | HW-6239/NC-6239 | Fixed | GD-D58(TYPE GP)series | 0～100%LEL/0～125000ppm
Carbon Monoxide | CO | 630-08-0 | CO | HW | HW-6239/NC-6239 | Fixed | GD-D58(TYPE NC)series | 0～100%LEL/0～125000ppm
Carbon Monoxide | CO | 630-08-0 | CO | HW | HW-6239/NC-6239 | Fixed | SD-1(TYPE NC)series | 0～100%LEL/0～125000ppm
Carbon Monoxide | CO | 630-08-0 | CO | HW | HW-6239/NC-6239 | Fixed | SD-D58(TYPE NC)series | 0～100%LEL/0～125000ppm
Carbon Monoxide | CO | 630-08-0 | CO | HW | HW-6206 | Fixed | SD-2500 | 0～100%LEL | Upper limit of operating temperature of instrument: SD-2500=160℃/SD-2600=200℃/SD-2700：250℃
Carbon Monoxide | CO | 630-08-0 | CO | HW | HW-6206 | Fixed | SD-2600 | 0～100%LEL | Upper limit of operating temperature of instrument: SD-2500=160℃/SD-2600=200℃/SD-2700：250℃
Carbon Monoxide | CO | 630-08-0 | CO | HW | HW-6206 | Fixed | SD-2700 | 0～100%LEL | Upper limit of operating temperature of instrument: SD-2500=160℃/SD-2600=200℃/SD-2700：250℃
Carbon Monoxide | CO | 630-08-0 | CO | HW | HW-6207 | Fixed | GD-A2400 | 0～100%LEL | Upper limit of operating temperature of instrument: GD-A2400=160℃
Carbon Monoxide | CO | 630-08-0 | CO | HW | HW-6208 | Fixed | SD-2500 | 0～100%LEL | HW-6206 temperature sorted sensor, Upper limit of operating temperature of instrument: SD-2500=160℃/SD-2600=200℃/SD-2700：250℃
Carbon Monoxide | CO | 630-08-0 | CO | HW | HW-6208 | Fixed | SD-2600 | 0～100%LEL | HW-6206 temperature sorted sensor, Upper limit of operating temperature of instrument: SD-2500=160℃/SD-2600=200℃/SD-2700：250℃
Carbon Monoxide | CO | 630-08-0 | CO | HW | HW-6208 | Fixed | SD-2700 | 0～100%LEL | HW-6206 temperature sorted sensor, Upper limit of operating temperature of instrument: SD-2500=160℃/SD-2600=200℃/SD-2700：250℃
Carbon Monoxide | CO | 630-08-0 | CO | HW | HW-6212 | Fixed | GD-A80-70series | 0～100%LEL
Carbon Monoxide | CO | 630-08-0 | CO | SG | SG-8521 | Fixed | GD-A80Vseries | ★0～150ppm/★0～200ppm/★0～300ppm/★0～500ppm/0～1000ppm/0～2000ppm/0～3000ppm/0～5000ppm/0～10000ppm | ★Range easily affected by environmental conditions and other
Carbon Monoxide | CO | 630-08-0 | CO | SG | SG-8521 | Fixed | GD-D58・GHseries | ★0～150ppm/★0～200ppm/★0～300ppm/★0～500ppm/0～1000ppm/0～2000ppm/0～3000ppm/0～5000ppm/0～10000ppm | ★Range easily affected by environmental conditions and other
Carbon Monoxide | CO | 630-08-0 | CO | SG | SG-8521 | Fixed | SD-1GHseries | ★0～150ppm/★0～200ppm/★0～300ppm/★0～500ppm/0～1000ppm/0～2000ppm/0～3000ppm/0～5000ppm/0～10000ppm | ★Range easily affected by environmental conditions and other
Carbon Monoxide | CO | 630-08-0 | CO | SG | SG-8521 | Fixed | SD-D58・GHseries | ★0～150ppm/★0～200ppm/★0～300ppm/★0～500ppm/0～1000ppm/0～2000ppm/0～3000ppm/0～5000ppm/0～10000ppm | ★Range easily affected by environmental conditions and other
Carbon Monoxide | CO | 630-08-0 | CO | SG | SG-8751 | Fixed | GD-A44V | 0～75ppm/0～100ppm/0～150ppm/0～200ppm
Carbon tetrachloride | CCL4 | 56-23-5 | CCL4 | SG | SG-8513 | Fixed | GD-A80Vseries | 0～500ppm/0～1000ppm/0～2000ppm
Carbon tetrachloride | CCL4 | 56-23-5 | CCL4 | SG | SG-8513 | Fixed | GD-D58・GHseries | 0～500ppm/0～1000ppm/0～2000ppm
Carbon tetrachloride | CCL4 | 56-23-5 | CCL4 | SG | SG-8513 | Fixed | SD-1GHseries | 0～500ppm/0～1000ppm/0～2000ppm
Carbon tetrachloride | CCL4 | 56-23-5 | CCL4 | SG | SG-8513 | Fixed | SD-D58・GHseries | 0～500ppm/0～1000ppm/0～2000ppm
Carbontetrafluoride | FC-14 | 75-73-0 | CF4 | RI | DE-2113-37 | Fixed | RI-257 | 0～10000ppm
Carbonyl fluoride | COF2 | 353-50-4 | COF2 | ES | ESU-K253 | Fixed | GD-70Dseries | 0～6ppm
Carbonyl fluoride | COF2 | 353-50-4 | COF2 | ES | ESU-K253 | Fixed | TP-70D | 0～6ppm
Carbonyl fluoride | COF2 | 353-50-4 | COF2 | ES | ESU-K253L | Fixed | GD-70Dseries | 0～6ppm | Sensor for low humidity/Range: ～62%RH
Carbonyl fluoride | COF2 | 353-50-4 | COF2 | ES | ESU-K253L | Fixed | TP-70D | 0～6ppm | Sensor for low humidity/Range: ～62%RH
Carbonyl sulfide | COS | 463-58-1 | COS | ES | ESU-237iF | Fixed | TP-70DGⅡseries | 0～15ppm | Only for TP-70DGⅡ
Carbonyl sulfide | COS | 463-58-1 | COS | ES | ESU-238 | Fixed | GD-70D+PLUseries | 0～90ppm | PLU-70 required/Standard alarm point： 30ppm, 60ppm/Capable to set alarm point 25ppm under 20～30℃ environment
Carbonyl sulfide | COS | 463-58-1 | COS | ES | ESU-238 | Fixed | GD-70DG | 0～90ppm | PLU-70 required/Standard alarm point： 30ppm, 60ppm/Capable to set alarm point 25ppm under 20～30℃ environment
Carbonyl sulfide | COS | 463-58-1 | COS | ES | ESU-238 | Fixed | TP-70DG | 0～90ppm | PLU-70 required/Standard alarm point： 30ppm, 60ppm/Capable to set alarm point 25ppm under 20～30℃ environment
Carbonyl sulfide | COS | 463-58-1 | COS | SG | SGU-8562 | Fixed | GD-70Dseries | 0～2000ppm
Carbonyl sulfide | COS | 463-58-1 | COS | SG | SGU-8562 | Fixed | TP-70D | 0～2000ppm
Carbonyl sulfide | COS | 463-58-1 | COS | SG | SGU-8562 | Fixed | GD-70Dseries | 0～5000ppm
Carbonyl sulfide | COS | 463-58-1 | COS | SG | SGU-8562 | Fixed | TP-70D | 0～5000ppm
Carbonyl sulfide | COS | 463-58-1 | COS | SG | SG-8521 | Fixed | GD-A80Vseries | ★0～100ppm | ★Range easily affected by environmental conditions and other
Carbonyl sulfide | COS | 463-58-1 | COS | SG | SG-8521 | Fixed | GD-D58・GHseries | ★0～100ppm | ★Range easily affected by environmental conditions and other
Carbonyl sulfide | COS | 463-58-1 | COS | SG | SG-8521 | Fixed | SD-1GHseries | ★0～100ppm | ★Range easily affected by environmental conditions and other
Carbonyl sulfide | COS | 463-58-1 | COS | SG | SG-8521 | Fixed | SD-D58・GHseries | ★0～100ppm | ★Range easily affected by environmental conditions and other
Carbonyl sulfide | COS | 463-58-1 | COS | SG | SG-8562 | Fixed | GD-A80Vseries | 0～500ppm/0～1000ppm/0～2000ppm/0～3000ppm/0～5000ppm
Carbonyl sulfide | COS | 463-58-1 | COS | SG | SG-8562 | Fixed | GD-D58・GHseries | 0～500ppm/0～1000ppm/0～2000ppm/0～3000ppm/0～5000ppm
Carbonyl sulfide | COS | 463-58-1 | COS | SG | SG-8562 | Fixed | SD-1GHseries | 0～500ppm/0～1000ppm/0～2000ppm/0～3000ppm/0～5000ppm
Carbonyl sulfide | COS | 463-58-1 | COS | SG | SG-8562 | Fixed | SD-D58・GHseries | 0～500ppm/0～1000ppm/0～2000ppm/0～3000ppm/0～5000ppm
Chlorine | CL2 | 7782-50-5 | CL2 | ES | ESS-B335 | Portable | GX-6000 | 0～10ppm
Chlorine | CL2 | 7782-50-5 | CL2 | ES | ESM-K01-D | Portable | SC-01 | 0～3ppm
Chlorine | CL2 | 7782-50-5 | CL2 | ES | ESM-K233 | Portable | SC-8000 | 0～1.5ppm
Chlorine | CL2 | 7782-50-5 | CL2 | ES | ESM-K233 | Portable | SC-8000 | 0～3ppm
Chlorine | CL2 | 7782-50-5 | CL2 | ES | ESM-K235 | Portable | SC-8000 | 0～1.5ppm
Chlorine | CL2 | 7782-50-5 | CL2 | ES | ESM-K235 | Portable | SC-8000 | 0～3ppm
Chlorine | CL2 | 7782-50-5 | CL2 | ES | ESU-K233 | Fixed | GD-70Dseries | 0～1.5ppm
Chlorine | CL2 | 7782-50-5 | CL2 | ES | ESU-K233 | Fixed | TP-70D | 0～1.5ppm
Chlorine | CL2 | 7782-50-5 | CL2 | ES | ESU-K233 | Fixed | GD-70Dseries | 0～3ppm
Chlorine | CL2 | 7782-50-5 | CL2 | ES | ESU-K233 | Fixed | TP-70D | 0～3ppm
Chlorine | CL2 | 7782-50-5 | CL2 | ES | ESU-K233L | Fixed | GD-70Dseries | 0～1.5ppm | Sensor for low humidity/Range： 20～62%RH
Chlorine | CL2 | 7782-50-5 | CL2 | ES | ESU-K233L | Fixed | TP-70D | 0～1.5ppm | Sensor for low humidity/Range： 20～62%RH
Chlorine | CL2 | 7782-50-5 | CL2 | ES | ESU-K233L | Fixed | GD-70Dseries | 0～3ppm | Sensor for low humidity/Range： 20～62%RH
Chlorine | CL2 | 7782-50-5 | CL2 | ES | ESU-K233L | Fixed | TP-70D | 0～3ppm | Sensor for low humidity/Range： 20～62%RH
Chlorine | CL2 | 7782-50-5 | CL2 | ES | ESU-K235 | Fixed | GD-70Dseries | 0～1.5ppm
Chlorine | CL2 | 7782-50-5 | CL2 | ES | ESU-K235 | Fixed | TP-70D | 0～1.5ppm
Chlorine | CL2 | 7782-50-5 | CL2 | ES | ESU-K235 | Fixed | GD-70Dseries | 0～3ppm
Chlorine | CL2 | 7782-50-5 | CL2 | ES | ESU-K235 | Fixed | TP-70D | 0～3ppm
Chlorine | CL2 | 7782-50-5 | CL2 | ES | ESU-K235L | Fixed | GD-70Dseries | 0～1.5ppm | Sensor for low humidity/Range： 20～65%RH
Chlorine | CL2 | 7782-50-5 | CL2 | ES | ESU-K235L | Fixed | TP-70D | 0～1.5ppm | Sensor for low humidity/Range： 20～65%RH
Chlorine | CL2 | 7782-50-5 | CL2 | ES | ESU-K235L | Fixed | GD-70Dseries | 0～3ppm | Sensor for low humidity/Range： 20～65%RH
Chlorine | CL2 | 7782-50-5 | CL2 | ES | ESU-K235L | Fixed | TP-70D | 0～3ppm | Sensor for low humidity/Range： 20～65%RH
Chlorine | CL2 | 7782-50-5 | CL2 | ES | ESU-K235 | Fixed | GD-70Dseries | 0～10ppm
Chlorine | CL2 | 7782-50-5 | CL2 | ES | ESU-K235 | Fixed | TP-70D | 0～10ppm
Chlorine | CL2 | 7782-50-5 | CL2 | ES | ESU-K235L | Fixed | GD-70Dseries | 0～10ppm | Sensor for low humidity/Range： 20～65%RH
Chlorine | CL2 | 7782-50-5 | CL2 | ES | ESU-K235L | Fixed | TP-70D | 0～10ppm | Sensor for low humidity/Range： 20～65%RH
Chlorine | CL2 | 7782-50-5 | CL2 | ES | ES-B435 | Fixed | SDWL-1ECseries | 0～1.5ppm
Chlorine | CL2 | 7782-50-5 | CL2 | ES | ESM-K233 | Fixed | GD-K88Aiseries | 0～15ppm
Chlorine | CL2 | 7782-50-5 | CL2 | ES | ESM-K233 | Fixed | GD-K88Diseries | 0～15ppm
Chlorine | CL2 | 7782-50-5 | CL2 | ES | ESM-K233 | Fixed | GD-K88Aiseries | 0～3ppm
Chlorine | CL2 | 7782-50-5 | CL2 | ES | ESM-K233 | Fixed | GD-K88Diseries | 0～3ppm
Chlorine | CL2 | 7782-50-5 | CL2 | ES | ESM-K235 | Fixed | GD-K88Aiseries | 0～1.5ppm
Chlorine | CL2 | 7782-50-5 | CL2 | ES | ESM-K235 | Fixed | GD-K88Diseries | 0～1.5ppm
Chlorine | CL2 | 7782-50-5 | CL2 | ES | ESM-K235 | Fixed | GD-K88Aiseries | 0～3ppm
Chlorine | CL2 | 7782-50-5 | CL2 | ES | ESM-K235 | Fixed | GD-K88Diseries | 0～3ppm
Chlorine | CL2 | 7782-50-5 | CL2 | ES | ESM-K239 | Fixed | GD-K88Aiseries | 0～1.5ppm
Chlorine | CL2 | 7782-50-5 | CL2 | ES | ESM-K239 | Fixed | GD-K88Diseries | 0～1.5ppm
Chlorine | CL2 | 7782-50-5 | CL2 | ES | ESM-K239 | Fixed | GD-K88Aiseries | 0～3ppm
Chlorine | CL2 | 7782-50-5 | CL2 | ES | ESM-K239 | Fixed | GD-K88Diseries | 0～3ppm
Chlorine | CL2 | 7782-50-5 | CL2 | ES | ESM-K239B | Fixed | GD-K88Aiseries | 0～1.5ppm
Chlorine | CL2 | 7782-50-5 | CL2 | ES | ESM-K239B | Fixed | GD-K88Diseries | 0～1.5ppm
Chlorine | CL2 | 7782-50-5 | CL2 | ES | ESM-K239B | Fixed | GD-K88Aiseries | 0～3ppm
Chlorine | CL2 | 7782-50-5 | CL2 | ES | ESM-K239B | Fixed | GD-K88Diseries | 0～3ppm
Chlorine | CL2 | 7782-50-5 | CL2 | ES | ESM-K233C | Fixed | GD-K88Aiseries | 0～1.5ppm
Chlorine | CL2 | 7782-50-5 | CL2 | ES | ESM-K233C | Fixed | GD-K88Diseries | 0～1.5ppm
Chlorine | CL2 | 7782-50-5 | CL2 | ES | ESM-K233C | Fixed | GD-K88Aiseries | 0～3ppm
Chlorine | CL2 | 7782-50-5 | CL2 | ES | ESM-K233C | Fixed | GD-K88Diseries | 0～3ppm
Chlorine | CL2 | 7782-50-5 | CL2 | ES | ESM-K233SE | Fixed | GD-K88Aiseries | 0～1.5ppm
Chlorine | CL2 | 7782-50-5 | CL2 | ES | ESM-K233SE | Fixed | GD-K88Diseries | 0～1.5ppm
Chlorine | CL2 | 7782-50-5 | CL2 | ES | ESM-K233SE | Fixed | GD-K88Aiseries | 0～3ppm
Chlorine | CL2 | 7782-50-5 | CL2 | ES | ESM-K233SE | Fixed | GD-K88Diseries | 0～3ppm
Chlorine | CL2 | 7782-50-5 | CL2 | ES | ESM-K239C | Fixed | GD-K88Aiseries | 0～1.5ppm
Chlorine | CL2 | 7782-50-5 | CL2 | ES | ESM-K239C | Fixed | GD-K88Diseries | 0～1.5ppm
Chlorine | CL2 | 7782-50-5 | CL2 | ES | ESM-K239C | Fixed | GD-K88Aiseries | 0～3ppm
Chlorine | CL2 | 7782-50-5 | CL2 | ES | ESM-K239C | Fixed | GD-K88Diseries | 0～3ppm
Chlorine | CL2 | 7782-50-5 | CL2 | ES | ESM-K233L | Fixed | GD-K88Aiseries | 0～1.5ppm
Chlorine | CL2 | 7782-50-5 | CL2 | ES | ESM-K233L | Fixed | GD-K88Diseries | 0～1.5ppm
Chlorine | CL2 | 7782-50-5 | CL2 | ES | ESM-K233L | Fixed | GD-K88Aiseries | 0～3ppm
Chlorine | CL2 | 7782-50-5 | CL2 | ES | ESM-K233L | Fixed | GD-K88Diseries | 0～3ppm
Chlorine | CL2 | 7782-50-5 | CL2 | ES | ESM-K235L | Fixed | GD-K88Aiseries | 0～1.5ppm
Chlorine | CL2 | 7782-50-5 | CL2 | ES | ESM-K235L | Fixed | GD-K88Diseries | 0～1.5ppm
Chlorine | CL2 | 7782-50-5 | CL2 | ES | ESM-K235L | Fixed | GD-K88Aiseries | 0～3ppm
Chlorine | CL2 | 7782-50-5 | CL2 | ES | ESM-K235L | Fixed | GD-K88Diseries | 0～3ppm
Chlorine | CL2 | 7782-50-5 | CL2 | ES | ESM-K239L | Fixed | GD-K88Aiseries | 0～1.5ppm
Chlorine | CL2 | 7782-50-5 | CL2 | ES | ESM-K239L | Fixed | GD-K88Diseries | 0～1.5ppm
Chlorine | CL2 | 7782-50-5 | CL2 | ES | ESM-K239L | Fixed | GD-K88Aiseries | 0～3ppm
Chlorine | CL2 | 7782-50-5 | CL2 | ES | ESM-K239L | Fixed | GD-K88Diseries | 0～3ppm
Chlorine | CL2 | 7782-50-5 | CL2 | ES | ESM-K235 | Fixed | GD-K88Aiseries | 0～10ppm
Chlorine | CL2 | 7782-50-5 | CL2 | ES | ESM-K235 | Fixed | GD-K88Diseries | 0～10ppm
Chlorine | CL2 | 7782-50-5 | CL2 | ES | ESM-K235L | Fixed | GD-K88Aiseries | 0～10ppm
Chlorine | CL2 | 7782-50-5 | CL2 | ES | ESM-K235L | Fixed | GD-K88Diseries | 0～10ppm
Chlorine Trifluoride | CLF3 | 7790-91-2 | CLF3 | ES | ESM-K233C(A) | Portable | SC-8000 | 0～1ppm | Acid interference
Chlorine Trifluoride | CLF3 | 7790-91-2 | CLF3 | ES | ESM-K233C-S(A) | Portable | SC-8000 | 0～0.6ppm | Acid interference
Chlorine Trifluoride | CLF3 | 7790-91-2 | CLF3 | ES | ESM-K233C-S(C) | Portable | SC-8000 | 0～0.6ppm | Non acid interference
Chlorine Trifluoride | CLF3 | 7790-91-2 | CLF3 | ES | ESU-K233C(A) | Fixed | GD-70Dseries | 0～1ppm | Acid interference
Chlorine Trifluoride | CLF3 | 7790-91-2 | CLF3 | ES | ESU-K233C(A) | Fixed | TP-70D | 0～1ppm | Acid interference
Chlorine Trifluoride | CLF3 | 7790-91-2 | CLF3 | ES | ESU-K233C(C) | Fixed | GD-70Dseries | 0～1ppm | Non acid interference
Chlorine Trifluoride | CLF3 | 7790-91-2 | CLF3 | ES | ESU-K233C(C) | Fixed | TP-70D | 0～1ppm | Non acid interference
Chlorine Trifluoride | CLF3 | 7790-91-2 | CLF3 | ES | ESU-K233C-S(A) | Fixed | GD-70Dseries | 0～0.6ppm | Acid interference
Chlorine Trifluoride | CLF3 | 7790-91-2 | CLF3 | ES | ESU-K233C-S(A) | Fixed | TP-70D | 0～0.6ppm | Acid interference
Chlorine Trifluoride | CLF3 | 7790-91-2 | CLF3 | ES | ESU-K233C-S(C) | Fixed | GD-70Dseries | 0～0.6ppm | Non acid interference
Chlorine Trifluoride | CLF3 | 7790-91-2 | CLF3 | ES | ESU-K233C-S(C) | Fixed | TP-70D | 0～0.6ppm | Non acid interference
Chlorine Trifluoride | CLF3 | 7790-91-2 | CLF3 | ES | ESU-K233CL-S(A) | Fixed | GD-70Dseries | 0～0.6ppm | Acid interference/Sensor for low humidity/Range： 20～62%RH
Chlorine Trifluoride | CLF3 | 7790-91-2 | CLF3 | ES | ESU-K233CL-S(A) | Fixed | TP-70D | 0～0.6ppm | Acid interference/Sensor for low humidity/Range： 20～62%RH
Chlorine Trifluoride | CLF3 | 7790-91-2 | CLF3 | ES | ESU-K233CL-S(C) | Fixed | GD-70Dseries | 0～0.6ppm | Non acid interference/Sensor for low humidity/Range： 20～62%Rh
Chlorine Trifluoride | CLF3 | 7790-91-2 | CLF3 | ES | ESU-K233CL-S(C) | Fixed | TP-70D | 0～0.6ppm | Non acid interference/Sensor for low humidity/Range： 20～62%Rh
Chlorine Trifluoride | CLF3 | 7790-91-2 | CLF3 | ES | ESU-K236 | Fixed | GD-70Dseries | 0～0.3ppm | Acid interference
Chlorine Trifluoride | CLF3 | 7790-91-2 | CLF3 | ES | ESU-K236 | Fixed | TP-70D | 0～0.3ppm | Acid interference
Chlorine Trifluoride | CLF3 | 7790-91-2 | CLF3 | ES | ESU-K236L | Fixed | GD-70Dseries | 0～0.3ppm | Acid interference/Sensor for low humidity/Range： 20～65%RH
Chlorine Trifluoride | CLF3 | 7790-91-2 | CLF3 | ES | ESU-K236L | Fixed | TP-70D | 0～0.3ppm | Acid interference/Sensor for low humidity/Range： 20～65%RH
Chlorine Trifluoride | CLF3 | 7790-91-2 | CLF3 | ES | ESM-K233C(A) | Fixed | GD-K88Aiseries | 0～1ppm | Acid interference
Chlorine Trifluoride | CLF3 | 7790-91-2 | CLF3 | ES | ESM-K233C(A) | Fixed | GD-K88Diseries | 0～1ppm | Acid interference
Chlorine Trifluoride | CLF3 | 7790-91-2 | CLF3 | ES | ESM-K233C(C) | Fixed | GD-K88Aiseries | 0～1ppm | Non acid interference
Chlorine Trifluoride | CLF3 | 7790-91-2 | CLF3 | ES | ESM-K233C(C) | Fixed | GD-K88Diseries | 0～1ppm | Non acid interference
Chlorine Trifluoride | CLF3 | 7790-91-2 | CLF3 | ES | ESM-K233C-S(A) | Fixed | GD-K88Aiseries | 0～0.6ppm | Acid interference
Chlorine Trifluoride | CLF3 | 7790-91-2 | CLF3 | ES | ESM-K233C-S(A) | Fixed | GD-K88Diseries | 0～0.6ppm | Acid interference
Chlorine Trifluoride | CLF3 | 7790-91-2 | CLF3 | ES | ESM-K233C-S(C) | Fixed | GD-K88Aiseries | 0～0.6ppm | Non acid interference
Chlorine Trifluoride | CLF3 | 7790-91-2 | CLF3 | ES | ESM-K233C-S(C) | Fixed | GD-K88Diseries | 0～0.6ppm | Non acid interference
Chlorine Trifluoride | CLF3 | 7790-91-2 | CLF3 | ES | ESM-K236 | Fixed | GD-K88Aiseries | 0～0.3ppm | Acid interference
Chlorine Trifluoride | CLF3 | 7790-91-2 | CLF3 | ES | ESM-K236 | Fixed | GD-K88Diseries | 0～0.3ppm | Acid interference
Chlorine Trifluoride | CLF3 | 7790-91-2 | CLF3 | ES | ESM-K233CL(A) | Fixed | GD-K88Aiseries | 0～1ppm | Acid interference/Sensor for low humidity/Range： 20～62%RH
Chlorine Trifluoride | CLF3 | 7790-91-2 | CLF3 | ES | ESM-K233CL(A) | Fixed | GD-K88Diseries | 0～1ppm | Acid interference/Sensor for low humidity/Range： 20～62%RH
Chlorine Trifluoride | CLF3 | 7790-91-2 | CLF3 | ES | ESM-K233CL(C) | Fixed | GD-K88Aiseries | 0～1ppm | Non acid interference/Sensor for low humidity/Range： 20～62%Rh
Chlorine Trifluoride | CLF3 | 7790-91-2 | CLF3 | ES | ESM-K233CL(C) | Fixed | GD-K88Diseries | 0～1ppm | Non acid interference/Sensor for low humidity/Range： 20～62%Rh
Chlorine Trifluoride | CLF3 | 7790-91-2 | CLF3 | ES | ESM-K233CL-S(A) | Fixed | GD-K88Aiseries | 0～0.6ppm | Acid interference/Sensor for low humidity/Range： 20～62%RH
Chlorine Trifluoride | CLF3 | 7790-91-2 | CLF3 | ES | ESM-K233CL-S(A) | Fixed | GD-K88Diseries | 0～0.6ppm | Acid interference/Sensor for low humidity/Range： 20～62%RH
Chlorine Trifluoride | CLF3 | 7790-91-2 | CLF3 | ES | ESM-K233CL-S(C) | Fixed | GD-K88Aiseries | 0～0.6ppm | Non acid interference/Sensor for low humidity/Range： 20～62%Rh
Chlorine Trifluoride | CLF3 | 7790-91-2 | CLF3 | ES | ESM-K233CL-S(C) | Fixed | GD-K88Diseries | 0～0.6ppm | Non acid interference/Sensor for low humidity/Range： 20～62%Rh
Chlorine Trifluoride | CLF3 | 7790-91-2 | CLF3 | ES | ESM-K236L | Fixed | GD-K88Aiseries | 0～0.3ppm | Acid interference/Sensor for low humidity/Range： 20～62%RH
Chlorine Trifluoride | CLF3 | 7790-91-2 | CLF3 | ES | ESM-K236L | Fixed | GD-K88Diseries | 0～0.3ppm | Acid interference/Sensor for low humidity/Range： 20～62%RH
Chlorobenzene | C6H5CL | 108-90-7 | C6H5CL | SG | SG-8513 | Fixed | GD-A80Vseries | 0～100ppm/0～200ppm/0～300ppm/0～500ppm/0～1000ppm/0～2000ppm
Chlorobenzene | C6H5CL | 108-90-7 | C6H5CL | SG | SG-8513 | Fixed | GD-D58・GHseries | 0～100ppm/0～200ppm/0～300ppm/0～500ppm/0～1000ppm/0～2000ppm
Chlorobenzene | C6H5CL | 108-90-7 | C6H5CL | SG | SG-8513 | Fixed | SD-1GHseries | 0～100ppm/0～200ppm/0～300ppm/0～500ppm/0～1000ppm/0～2000ppm
Chlorobenzene | C6H5CL | 108-90-7 | C6H5CL | SG | SG-8513 | Fixed | SD-D58・GHseries | 0～100ppm/0～200ppm/0～300ppm/0～500ppm/0～1000ppm/0～2000ppm
Chlorobromomethane | BCM | 74-97-5 | CH2CLBr | SG | SG-8523 | Fixed | GD-A80Vseries | 0～500ppm/0～1000ppm/0～2000ppm/0～3000ppm/0～5000ppm
Chlorobromomethane | BCM | 74-97-5 | CH2CLBr | SG | SG-8523 | Fixed | GD-D58・GHseries | 0～500ppm/0～1000ppm/0～2000ppm/0～3000ppm/0～5000ppm
Chlorobromomethane | BCM | 74-97-5 | CH2CLBr | SG | SG-8523 | Fixed | SD-1GHseries | 0～500ppm/0～1000ppm/0～2000ppm/0～3000ppm/0～5000ppm
Chlorobromomethane | BCM | 74-97-5 | CH2CLBr | SG | SG-8523 | Fixed | SD-D58・GHseries | 0～500ppm/0～1000ppm/0～2000ppm/0～3000ppm/0～5000ppm
Chlorodifluoromethane | R-22 | 75-45-6 | CHF2CL | SH | SH-8662 | Portable | SP-220(TYPE SC) | 0～50ppm
Chlorodifluoromethane | R-22 | 75-45-6 | CHF2CL | SH | SH-8661 | Portable | SP-220(TYPE F) | 0～10000ppm
Chlorodifluoromethane | R-22 | 75-45-6 | CHF2CL | SH | SH-8661 | Portable | SP-220(TYPE H2) | 0～10000ppm
Chlorodifluoromethane | R-22 | 75-45-6 | CHF2CL | RI | DE-2113-35 | Fixed | RI-257 | 0～5000ppm
Chlorodifluoromethane | R-22 | 75-45-6 | CHF2CL | SG | SG-8513 | Fixed | GD-A80Vseries | 0～300ppm/0～500ppm/0～1000ppm/0～2000ppm/0～3000ppm/0～5000ppm
Chlorodifluoromethane | R-22 | 75-45-6 | CHF2CL | SG | SG-8513 | Fixed | GD-D58・GHseries | 0～300ppm/0～500ppm/0～1000ppm/0～2000ppm/0～3000ppm/0～5000ppm
Chlorodifluoromethane | R-22 | 75-45-6 | CHF2CL | SG | SG-8513 | Fixed | SD-1GHseries | 0～300ppm/0～500ppm/0～1000ppm/0～2000ppm/0～3000ppm/0～5000ppm
Chlorodifluoromethane | R-22 | 75-45-6 | CHF2CL | SG | SG-8513 | Fixed | SD-D58・GHseries | 0～300ppm/0～500ppm/0～1000ppm/0～2000ppm/0～3000ppm/0～5000ppm
Chloroform | CHCL3 | 67-66-3 | CHCL3 | SG | SG-8513 | Fixed | GD-A80Vseries | 0～200ppm/0～300ppm/0～500ppm/0～1000ppm/0～2000ppm/0～3000ppm/0～5000ppm
Chloroform | CHCL3 | 67-66-3 | CHCL3 | SG | SG-8513 | Fixed | GD-D58・GHseries | 0～200ppm/0～300ppm/0～500ppm/0～1000ppm/0～2000ppm/0～3000ppm/0～5000ppm
Chloroform | CHCL3 | 67-66-3 | CHCL3 | SG | SG-8513 | Fixed | SD-1GHseries | 0～200ppm/0～300ppm/0～500ppm/0～1000ppm/0～2000ppm/0～3000ppm/0～5000ppm
Chloroform | CHCL3 | 67-66-3 | CHCL3 | SG | SG-8513 | Fixed | SD-D58・GHseries | 0～200ppm/0～300ppm/0～500ppm/0～1000ppm/0～2000ppm/0～3000ppm/0～5000ppm
Chloromethyl methyl ether | CMME | 107-30-2 | C2H5OCL | SG | SG-8523 | Fixed | GD-A80Vseries | 0～50ppm/0～100ppm/0～200ppm/0～300ppm/0～500ppm
Chloromethyl methyl ether | CMME | 107-30-2 | C2H5OCL | SG | SG-8523 | Fixed | GD-D58・GHseries | 0～50ppm/0～100ppm/0～200ppm/0～300ppm/0～500ppm
Chloromethyl methyl ether | CMME | 107-30-2 | C2H5OCL | SG | SG-8523 | Fixed | SD-1GHseries | 0～50ppm/0～100ppm/0～200ppm/0～300ppm/0～500ppm
Chloromethyl methyl ether | CMME | 107-30-2 | C2H5OCL | SG | SG-8523 | Fixed | SD-D58・GHseries | 0～50ppm/0～100ppm/0～200ppm/0～300ppm/0～500ppm
Chlorotrifluoroethylene | CTFE | 79-38-9 | C2F3CL | SG | SGU-8513 | Fixed | GD-70Dseries | 0～5000ppm
Chlorotrifluoroethylene | CTFE | 79-38-9 | C2F3CL | SG | SGU-8513 | Fixed | TP-70D | 0～5000ppm
Chlorotrifluoroethylene | CTFE | 79-38-9 | C2F3CL | SG | SG-8513 | Fixed | GD-A80Vseries | 0～300ppm/0～500ppm/0～1000ppm/0～2000ppm/0～3000ppm/0～5000ppm
Chlorotrifluoroethylene | CTFE | 79-38-9 | C2F3CL | SG | SG-8513 | Fixed | GD-D58・GHseries | 0～300ppm/0～500ppm/0～1000ppm/0～2000ppm/0～3000ppm/0～5000ppm
Chlorotrifluoroethylene | CTFE | 79-38-9 | C2F3CL | SG | SG-8513 | Fixed | SD-1GHseries | 0～300ppm/0～500ppm/0～1000ppm/0～2000ppm/0～3000ppm/0～5000ppm
Chlorotrifluoroethylene | CTFE | 79-38-9 | C2F3CL | SG | SG-8513 | Fixed | SD-D58・GHseries | 0～300ppm/0～500ppm/0～1000ppm/0～2000ppm/0～3000ppm/0～5000ppm
Cresol | C7H8O | 1319-77-3,95-48-7(-o),108-39-4(-m),106-44-5(-p) | C7H8O | SG | SG-8521 | Fixed | GD-A80Vseries | 0～100ppm/0～200ppm/0～300ppm/0～500ppm/0～1000ppm/0～2000ppm/0～3000ppm/0～5000ppm
Cresol | C7H8O | 1319-77-3,95-48-7(-o),108-39-4(-m),106-44-5(-p) | C7H8O | SG | SG-8521 | Fixed | GD-D58・GHseries | 0～100ppm/0～200ppm/0～300ppm/0～500ppm/0～1000ppm/0～2000ppm/0～3000ppm/0～5000ppm
Cresol | C7H8O | 1319-77-3,95-48-7(-o),108-39-4(-m),106-44-5(-p) | C7H8O | SG | SG-8521 | Fixed | SD-1GHseries | 0～100ppm/0～200ppm/0～300ppm/0～500ppm/0～1000ppm/0～2000ppm/0～3000ppm/0～5000ppm
Cresol | C7H8O | 1319-77-3,95-48-7(-o),108-39-4(-m),106-44-5(-p) | C7H8O | SG | SG-8521 | Fixed | SD-D58・GHseries | 0～100ppm/0～200ppm/0～300ppm/0～500ppm/0～1000ppm/0～2000ppm/0～3000ppm/0～5000ppm
Cumene | Cumene | 98-82-8 | C9H12 | HW | HW-6211 | Fixed | SD-1(TYPE GP)series | ～100%LEL
Cumene | Cumene | 98-82-8 | C9H12 | HW | HW-6211 | Fixed | SD-D58(TYPE GP)series | ～100%LEL
Cumene | Cumene | 98-82-8 | C9H12 | HW | HW-6211/NC-6211 | Fixed | GD-A80series | ～100%LEL/～9000ppm
Cumene | Cumene | 98-82-8 | C9H12 | HW | HW-6211/NC-6211 | Fixed | GD-D58(TYPE GP)series | ～100%LEL/～9000ppm
Cumene | Cumene | 98-82-8 | C9H12 | HW | HW-6211/NC-6211 | Fixed | GD-D58(TYPE NC)series | ～100%LEL/～9000ppm
Cumene | Cumene | 98-82-8 | C9H12 | HW | HW-6211/NC-6211 | Fixed | SD-1(TYPE NC)series | ～100%LEL/～9000ppm
Cumene | Cumene | 98-82-8 | C9H12 | HW | HW-6211/NC-6211 | Fixed | SD-D58(TYPE NC)series | ～100%LEL/～9000ppm
Cumene | Cumene | 98-82-8 | C9H12 | HW | HW-6206 | Fixed | SD-2500 | 0～100%LEL | Upper limit of operating temperature of instrument: SD-2500=160℃/SD-2600=200℃/SD-2700：250℃
Cumene | Cumene | 98-82-8 | C9H12 | HW | HW-6206 | Fixed | SD-2600 | 0～100%LEL | Upper limit of operating temperature of instrument: SD-2500=160℃/SD-2600=200℃/SD-2700：250℃
Cumene | Cumene | 98-82-8 | C9H12 | HW | HW-6206 | Fixed | SD-2700 | 0～100%LEL | Upper limit of operating temperature of instrument: SD-2500=160℃/SD-2600=200℃/SD-2700：250℃
Cumene | Cumene | 98-82-8 | C9H12 | HW | HW-6207 | Fixed | GD-A2400 | 0～100%LEL | Upper limit of operating temperature of instrument: GD-A2400=160℃
Cumene | Cumene | 98-82-8 | C9H12 | HW | HW-6208 | Fixed | SD-2500 | 0～100%LEL | HW-6206 temperature sorted sensor, Upper limit of operating temperature of instrument: SD-2500=160℃/SD-2600=200℃/SD-2700：250℃
Cumene | Cumene | 98-82-8 | C9H12 | HW | HW-6208 | Fixed | SD-2600 | 0～100%LEL | HW-6206 temperature sorted sensor, Upper limit of operating temperature of instrument: SD-2500=160℃/SD-2600=200℃/SD-2700：250℃
Cumene | Cumene | 98-82-8 | C9H12 | HW | HW-6208 | Fixed | SD-2700 | 0～100%LEL | HW-6206 temperature sorted sensor, Upper limit of operating temperature of instrument: SD-2500=160℃/SD-2600=200℃/SD-2700：250℃
Cumene | Cumene | 98-82-8 | C9H12 | HW | HW-6212 | Fixed | GD-A80-70series | 0～100%LEL
Cumene | Cumene | 98-82-8 | C9H12 | SG | SG-8521 | Fixed | GD-A80Vseries | 0～300ppm/0～500ppm/0～1000ppm/0～2000ppm
Cumene | Cumene | 98-82-8 | C9H12 | SG | SG-8521 | Fixed | GD-D58・GHseries | 0～300ppm/0～500ppm/0～1000ppm/0～2000ppm
Cumene | Cumene | 98-82-8 | C9H12 | SG | SG-8521 | Fixed | SD-1GHseries | 0～300ppm/0～500ppm/0～1000ppm/0～2000ppm
Cumene | Cumene | 98-82-8 | C9H12 | SG | SG-8521 | Fixed | SD-D58・GHseries | 0～300ppm/0～500ppm/0～1000ppm/0～2000ppm
Cyclohexane | C6H12 | 110-82-7 | C6H12 | SG | SGU-8521 | Fixed | GD-70Dseries | 0～2000ppm
Cyclohexane | C6H12 | 110-82-7 | C6H12 | SG | SGU-8521 | Fixed | TP-70D | 0～2000ppm
Cyclohexane | C6H12 | 110-82-7 | C6H12 | RI | DE-3315-2 | Fixed | SD-1RIseries | 0～100%LEL
Cyclohexane | C6H12 | 110-82-7 | C6H12 | RI | DE-3315-2 | Fixed | SD-1RIseries | 0～5000ppm
Cyclohexane | C6H12 | 110-82-7 | C6H12 | HW | HW-6211 | Fixed | SD-1(TYPE GP)series | ～100%LEL
Cyclohexane | C6H12 | 110-82-7 | C6H12 | HW | HW-6211 | Fixed | SD-D58(TYPE GP)series | ～100%LEL
Cyclohexane | C6H12 | 110-82-7 | C6H12 | HW | HW-6211/NC-6211 | Fixed | GD-A80series | ～100%LEL/～13000ppm
Cyclohexane | C6H12 | 110-82-7 | C6H12 | HW | HW-6211/NC-6211 | Fixed | GD-D58(TYPE GP)series | ～100%LEL/～13000ppm
Cyclohexane | C6H12 | 110-82-7 | C6H12 | HW | HW-6211/NC-6211 | Fixed | GD-D58(TYPE NC)series | ～100%LEL/～13000ppm
Cyclohexane | C6H12 | 110-82-7 | C6H12 | HW | HW-6211/NC-6211 | Fixed | SD-1(TYPE NC)series | ～100%LEL/～13000ppm
Cyclohexane | C6H12 | 110-82-7 | C6H12 | HW | HW-6211/NC-6211 | Fixed | SD-D58(TYPE NC)series | ～100%LEL/～13000ppm
Cyclohexane | C6H12 | 110-82-7 | C6H12 | HW | HW-6206 | Fixed | SD-2500 | 0～100%LEL | Upper limit of operating temperature of instrument: SD-2500=160℃/SD-2600=200℃/SD-2700：250℃
Cyclohexane | C6H12 | 110-82-7 | C6H12 | HW | HW-6206 | Fixed | SD-2600 | 0～100%LEL | Upper limit of operating temperature of instrument: SD-2500=160℃/SD-2600=200℃/SD-2700：250℃
Cyclohexane | C6H12 | 110-82-7 | C6H12 | HW | HW-6206 | Fixed | SD-2700 | 0～100%LEL | Upper limit of operating temperature of instrument: SD-2500=160℃/SD-2600=200℃/SD-2700：250℃
Cyclohexane | C6H12 | 110-82-7 | C6H12 | HW | HW-6207 | Fixed | GD-A2400 | 0～100%LEL | Upper limit of operating temperature of instrument: GD-A2400=160℃
Cyclohexane | C6H12 | 110-82-7 | C6H12 | HW | HW-6208 | Fixed | SD-2500 | 0～100%LEL | HW-6206 temperature sorted sensor, Upper limit of operating temperature of instrument: SD-2500=160℃/SD-2600=200℃/SD-2700：250℃
Cyclohexane | C6H12 | 110-82-7 | C6H12 | HW | HW-6208 | Fixed | SD-2600 | 0～100%LEL | HW-6206 temperature sorted sensor, Upper limit of operating temperature of instrument: SD-2500=160℃/SD-2600=200℃/SD-2700：250℃
Cyclohexane | C6H12 | 110-82-7 | C6H12 | HW | HW-6208 | Fixed | SD-2700 | 0～100%LEL | HW-6206 temperature sorted sensor, Upper limit of operating temperature of instrument: SD-2500=160℃/SD-2600=200℃/SD-2700：250℃
Cyclohexane | C6H12 | 110-82-7 | C6H12 | HW | HW-6212 | Fixed | GD-A80-70series | 0～100%LEL
Cyclohexane | C6H12 | 110-82-7 | C6H12 | SG | SG-8521 | Fixed | GD-A80Vseries | 0～100ppm/0～200ppm/0～300ppm/0～500ppm/0～1000ppm/0～2000ppm/0～3000ppm/0～5000ppm
Cyclohexane | C6H12 | 110-82-7 | C6H12 | SG | SG-8521 | Fixed | GD-D58・GHseries | 0～100ppm/0～200ppm/0～300ppm/0～500ppm/0～1000ppm/0～2000ppm/0～3000ppm/0～5000ppm
Cyclohexane | C6H12 | 110-82-7 | C6H12 | SG | SG-8521 | Fixed | SD-1GHseries | 0～100ppm/0～200ppm/0～300ppm/0～500ppm/0～1000ppm/0～2000ppm/0～3000ppm/0～5000ppm
Cyclohexane | C6H12 | 110-82-7 | C6H12 | SG | SG-8521 | Fixed | SD-D58・GHseries | 0～100ppm/0～200ppm/0～300ppm/0～500ppm/0～1000ppm/0～2000ppm/0～3000ppm/0～5000ppm
Cyclohexanol | C6H12O | 108-93-0 | C6H12O | HW | NC-6211 | Fixed | GD-A80series | ～25%LEL/～3000ppm
Cyclohexanol | C6H12O | 108-93-0 | C6H12O | HW | NC-6211 | Fixed | GD-D58(TYPE GP)series | ～25%LEL/～3000ppm
Cyclohexanol | C6H12O | 108-93-0 | C6H12O | HW | NC-6211 | Fixed | GD-D58(TYPE NC)series | ～25%LEL/～3000ppm
Cyclohexanol | C6H12O | 108-93-0 | C6H12O | HW | NC-6211 | Fixed | SD-1(TYPE NC)series | ～25%LEL/～3000ppm
Cyclohexanol | C6H12O | 108-93-0 | C6H12O | HW | NC-6211 | Fixed | SD-D58(TYPE NC)series | ～25%LEL/～3000ppm
Cyclohexanol | C6H12O | 108-93-0 | C6H12O | SG | SG-8521 | Fixed | GD-A80Vseries | 0～200ppm/0～300ppm/0～500ppm/0～1000ppm
Cyclohexanol | C6H12O | 108-93-0 | C6H12O | SG | SG-8521 | Fixed | GD-D58・GHseries | 0～200ppm/0～300ppm/0～500ppm/0～1000ppm
Cyclohexanol | C6H12O | 108-93-0 | C6H12O | SG | SG-8521 | Fixed | SD-1GHseries | 0～200ppm/0～300ppm/0～500ppm/0～1000ppm
Cyclohexanol | C6H12O | 108-93-0 | C6H12O | SG | SG-8521 | Fixed | SD-D58・GHseries | 0～200ppm/0～300ppm/0～500ppm/0～1000ppm
Cyclohexanone | C6H10O | 108-94-1 | C6H10O | HW | HW-6211 | Fixed | SD-1(TYPE GP)series | ～100%LEL
Cyclohexanone | C6H10O | 108-94-1 | C6H10O | HW | HW-6211 | Fixed | SD-D58(TYPE GP)series | ～100%LEL
Cyclohexanone | C6H10O | 108-94-1 | C6H10O | HW | HW-6211/NC-6211 | Fixed | GD-A80series | ～100%LEL/～11000ppm
Cyclohexanone | C6H10O | 108-94-1 | C6H10O | HW | HW-6211/NC-6211 | Fixed | GD-D58(TYPE GP)series | ～100%LEL/～11000ppm
Cyclohexanone | C6H10O | 108-94-1 | C6H10O | HW | HW-6211/NC-6211 | Fixed | GD-D58(TYPE NC)series | ～100%LEL/～11000ppm
Cyclohexanone | C6H10O | 108-94-1 | C6H10O | HW | HW-6211/NC-6211 | Fixed | SD-1(TYPE NC)series | ～100%LEL/～11000ppm
Cyclohexanone | C6H10O | 108-94-1 | C6H10O | HW | HW-6211/NC-6211 | Fixed | SD-D58(TYPE NC)series | ～100%LEL/～11000ppm
Cyclohexanone | C6H10O | 108-94-1 | C6H10O | HW | HW-6206 | Fixed | SD-2500 | 0～100%LEL | Upper limit of operating temperature of instrument: SD-2500=160℃/SD-2600=200℃/SD-2700：250℃
Cyclohexanone | C6H10O | 108-94-1 | C6H10O | HW | HW-6206 | Fixed | SD-2600 | 0～100%LEL | Upper limit of operating temperature of instrument: SD-2500=160℃/SD-2600=200℃/SD-2700：250℃
Cyclohexanone | C6H10O | 108-94-1 | C6H10O | HW | HW-6206 | Fixed | SD-2700 | 0～100%LEL | Upper limit of operating temperature of instrument: SD-2500=160℃/SD-2600=200℃/SD-2700：250℃
Cyclohexanone | C6H10O | 108-94-1 | C6H10O | HW | HW-6207 | Fixed | GD-A2400 | 0～100%LEL | Upper limit of operating temperature of instrument: GD-A2400=160℃
Cyclohexanone | C6H10O | 108-94-1 | C6H10O | HW | HW-6208 | Fixed | SD-2500 | 0～100%LEL | HW-6206 temperature sorted sensor, Upper limit of operating temperature of instrument: SD-2500=160℃/SD-2600=200℃/SD-2700：250℃
Cyclohexanone | C6H10O | 108-94-1 | C6H10O | HW | HW-6208 | Fixed | SD-2600 | 0～100%LEL | HW-6206 temperature sorted sensor, Upper limit of operating temperature of instrument: SD-2500=160℃/SD-2600=200℃/SD-2700：250℃
Cyclohexanone | C6H10O | 108-94-1 | C6H10O | HW | HW-6208 | Fixed | SD-2700 | 0～100%LEL | HW-6206 temperature sorted sensor, Upper limit of operating temperature of instrument: SD-2500=160℃/SD-2600=200℃/SD-2700：250℃
Cyclohexanone | C6H10O | 108-94-1 | C6H10O | HW | HW-6212 | Fixed | GD-A80-70series | 0～100%LEL
Cyclohexanone | C6H10O | 108-94-1 | C6H10O | SG | SG-8521 | Fixed | GD-A80Vseries | 0～50ppm/0～100ppm/0～200ppm/0～250ppm/0～300ppm/0～500ppm/0～1000ppm
Cyclohexanone | C6H10O | 108-94-1 | C6H10O | SG | SG-8521 | Fixed | GD-D58・GHseries | 0～50ppm/0～100ppm/0～200ppm/0～250ppm/0～300ppm/0～500ppm/0～1000ppm
Cyclohexanone | C6H10O | 108-94-1 | C6H10O | SG | SG-8521 | Fixed | SD-1GHseries | 0～50ppm/0～100ppm/0～200ppm/0～250ppm/0～300ppm/0～500ppm/0～1000ppm
Cyclohexanone | C6H10O | 108-94-1 | C6H10O | SG | SG-8521 | Fixed | SD-D58・GHseries | 0～50ppm/0～100ppm/0～200ppm/0～250ppm/0～300ppm/0～500ppm/0～1000ppm
Cyclohexene | C6H10 | 110-83-8 | C6H10 | HW | HW-6211 | Fixed | SD-1(TYPE GP)series | ～100%LEL
Cyclohexene | C6H10 | 110-83-8 | C6H10 | HW | HW-6211 | Fixed | SD-D58(TYPE GP)series | ～100%LEL
Cyclohexene | C6H10 | 110-83-8 | C6H10 | HW | HW-6211/NC-6211 | Fixed | GD-A80series | ～100%LEL/～12000ppm
Cyclohexene | C6H10 | 110-83-8 | C6H10 | HW | HW-6211/NC-6211 | Fixed | GD-D58(TYPE GP)series | ～100%LEL/～12000ppm
Cyclohexene | C6H10 | 110-83-8 | C6H10 | HW | HW-6211/NC-6211 | Fixed | GD-D58(TYPE NC)series | ～100%LEL/～12000ppm
Cyclohexene | C6H10 | 110-83-8 | C6H10 | HW | HW-6211/NC-6211 | Fixed | SD-1(TYPE NC)series | ～100%LEL/～12000ppm
Cyclohexene | C6H10 | 110-83-8 | C6H10 | HW | HW-6211/NC-6211 | Fixed | SD-D58(TYPE NC)series | ～100%LEL/～12000ppm
Cyclohexene | C6H10 | 110-83-8 | C6H10 | SG | SG-8521 | Fixed | GD-A80Vseries | 0～50ppm/0～100ppm/0～200ppm/0～300ppm/0～500ppm/0～1000ppm/0～2000ppm/0～3000ppm
Cyclohexene | C6H10 | 110-83-8 | C6H10 | SG | SG-8521 | Fixed | GD-D58・GHseries | 0～50ppm/0～100ppm/0～200ppm/0～300ppm/0～500ppm/0～1000ppm/0～2000ppm/0～3000ppm
Cyclohexene | C6H10 | 110-83-8 | C6H10 | SG | SG-8521 | Fixed | SD-1GHseries | 0～50ppm/0～100ppm/0～200ppm/0～300ppm/0～500ppm/0～1000ppm/0～2000ppm/0～3000ppm
Cyclohexene | C6H10 | 110-83-8 | C6H10 | SG | SG-8521 | Fixed | SD-D58・GHseries | 0～50ppm/0～100ppm/0～200ppm/0～300ppm/0～500ppm/0～1000ppm/0～2000ppm/0～3000ppm
Cyclopentane | C5H10 | 287-92-3 | C5H10 | HW | NC-6215 | Portable | GP-1000(HC/CH4) | 0～100%LEL
Cyclopentane | C5H10 | 287-92-3 | C5H10 | HW | NC-6307 | Portable | NC-1000(HC/CH4) | 0～10000ppm
Cyclopentane | C5H10 | 287-92-3 | C5H10 | SH | SH-8661 | Portable | SP-220(TYPE H2) | 0～10000ppm
Cyclopentane | C5H10 | 287-92-3 | C5H10 | RI | DE-2113-55 | Fixed | RI-557 | 0～2000ppm
Cyclopentane | C5H10 | 287-92-3 | C5H10 | RI | DE-3315-2 | Fixed | SD-1RIseries | 0～100%LEL
Cyclopentane | C5H10 | 287-92-3 | C5H10 | RI | DE-3315-2 | Fixed | SD-1RIseries | 0～5000ppm
Cyclopentane | C5H10 | 287-92-3 | C5H10 | HW | HW-6211 | Fixed | SD-1(TYPE GP)series | ～100%LEL
Cyclopentane | C5H10 | 287-92-3 | C5H10 | HW | HW-6211 | Fixed | SD-D58(TYPE GP)series | ～100%LEL
Cyclopentane | C5H10 | 287-92-3 | C5H10 | HW | HW-6211/NC-6211 | Fixed | GD-A80series | ～100%LEL/～14000ppm
Cyclopentane | C5H10 | 287-92-3 | C5H10 | HW | HW-6211/NC-6211 | Fixed | GD-D58(TYPE GP)series | ～100%LEL/～14000ppm
Cyclopentane | C5H10 | 287-92-3 | C5H10 | HW | HW-6211/NC-6211 | Fixed | GD-D58(TYPE NC)series | ～100%LEL/～14000ppm
Cyclopentane | C5H10 | 287-92-3 | C5H10 | HW | HW-6211/NC-6211 | Fixed | SD-1(TYPE NC)series | ～100%LEL/～14000ppm
Cyclopentane | C5H10 | 287-92-3 | C5H10 | HW | HW-6211/NC-6211 | Fixed | SD-D58(TYPE NC)series | ～100%LEL/～14000ppm
Cyclopentane | C5H10 | 287-92-3 | C5H10 | SG | SG-8521 | Fixed | GD-A80Vseries | 0～200ppm/0～300ppm/0～500ppm/0～1000ppm/0～2000ppm/0～3000ppm/0～5000ppm
Cyclopentane | C5H10 | 287-92-3 | C5H10 | SG | SG-8521 | Fixed | GD-D58・GHseries | 0～200ppm/0～300ppm/0～500ppm/0～1000ppm/0～2000ppm/0～3000ppm/0～5000ppm
Cyclopentane | C5H10 | 287-92-3 | C5H10 | SG | SG-8521 | Fixed | SD-1GHseries | 0～200ppm/0～300ppm/0～500ppm/0～1000ppm/0～2000ppm/0～3000ppm/0～5000ppm
Cyclopentane | C5H10 | 287-92-3 | C5H10 | SG | SG-8521 | Fixed | SD-D58・GHseries | 0～200ppm/0～300ppm/0～500ppm/0～1000ppm/0～2000ppm/0～3000ppm/0～5000ppm
Cyclopentanone | C5H8O | 120-92-3 | C5H8O | SG | SGU-8521 | Fixed | GD-70Dseries | 0～1000ppm
Cyclopentanone | C5H8O | 120-92-3 | C5H8O | SG | SGU-8521 | Fixed | TP-70D | 0～1000ppm
Cyclopentanone | C5H8O | 120-92-3 | C5H8O | HW | HW-6211 | Fixed | SD-1(TYPE GP)series | ～100%LEL
Cyclopentanone | C5H8O | 120-92-3 | C5H8O | HW | HW-6211 | Fixed | SD-D58(TYPE GP)series | ～100%LEL
Cyclopentanone | C5H8O | 120-92-3 | C5H8O | HW | HW-6211/NC-6211 | Fixed | GD-A80series | ～100%LEL/～14000ppm
Cyclopentanone | C5H8O | 120-92-3 | C5H8O | HW | HW-6211/NC-6211 | Fixed | GD-D58(TYPE GP)series | ～100%LEL/～14000ppm
Cyclopentanone | C5H8O | 120-92-3 | C5H8O | HW | HW-6211/NC-6211 | Fixed | GD-D58(TYPE NC)series | ～100%LEL/～14000ppm
Cyclopentanone | C5H8O | 120-92-3 | C5H8O | HW | HW-6211/NC-6211 | Fixed | SD-1(TYPE NC)series | ～100%LEL/～14000ppm
Cyclopentanone | C5H8O | 120-92-3 | C5H8O | HW | HW-6211/NC-6211 | Fixed | SD-D58(TYPE NC)series | ～100%LEL/～14000ppm
Cyclopentanone | C5H8O | 120-92-3 | C5H8O | HW | HW-6206 | Fixed | SD-2500 | 0～100%LEL | Upper limit of operating temperature of instrument: SD-2500=160℃/SD-2600=200℃/SD-2700：250℃
Cyclopentanone | C5H8O | 120-92-3 | C5H8O | HW | HW-6206 | Fixed | SD-2600 | 0～100%LEL | Upper limit of operating temperature of instrument: SD-2500=160℃/SD-2600=200℃/SD-2700：250℃
Cyclopentanone | C5H8O | 120-92-3 | C5H8O | HW | HW-6206 | Fixed | SD-2700 | 0～100%LEL | Upper limit of operating temperature of instrument: SD-2500=160℃/SD-2600=200℃/SD-2700：250℃
Cyclopentanone | C5H8O | 120-92-3 | C5H8O | HW | HW-6207 | Fixed | GD-A2400 | 0～100%LEL | Upper limit of operating temperature of instrument: GD-A2400=160℃
Cyclopentanone | C5H8O | 120-92-3 | C5H8O | HW | HW-6208 | Fixed | SD-2500 | 0～100%LEL | HW-6206 temperature sorted sensor, Upper limit of operating temperature of instrument: SD-2500=160℃/SD-2600=200℃/SD-2700：250℃
Cyclopentanone | C5H8O | 120-92-3 | C5H8O | HW | HW-6208 | Fixed | SD-2600 | 0～100%LEL | HW-6206 temperature sorted sensor, Upper limit of operating temperature of instrument: SD-2500=160℃/SD-2600=200℃/SD-2700：250℃
Cyclopentanone | C5H8O | 120-92-3 | C5H8O | HW | HW-6208 | Fixed | SD-2700 | 0～100%LEL | HW-6206 temperature sorted sensor, Upper limit of operating temperature of instrument: SD-2500=160℃/SD-2600=200℃/SD-2700：250℃
Cyclopentanone | C5H8O | 120-92-3 | C5H8O | HW | HW-6212 | Fixed | GD-A80-70series | 0～100%LEL
Cyclopentanone | C5H8O | 120-92-3 | C5H8O | SG | SG-8521 | Fixed | GD-A80Vseries | 0～100ppm/0～200ppm/0～300ppm/0～500ppm/0～1000ppm
Cyclopentanone | C5H8O | 120-92-3 | C5H8O | SG | SG-8521 | Fixed | GD-D58・GHseries | 0～100ppm/0～200ppm/0～300ppm/0～500ppm/0～1000ppm
Cyclopentanone | C5H8O | 120-92-3 | C5H8O | SG | SG-8521 | Fixed | SD-1GHseries | 0～100ppm/0～200ppm/0～300ppm/0～500ppm/0～1000ppm
Cyclopentanone | C5H8O | 120-92-3 | C5H8O | SG | SG-8521 | Fixed | SD-D58・GHseries | 0～100ppm/0～200ppm/0～300ppm/0～500ppm/0～1000ppm
Cyclopentene | c-C5H8 | 142-29-0 | C5H8 | SG | SG-8562 | Fixed | GD-A80Vseries | 0～20ppm/0～30ppm/0～50ppm/0～100ppm/0～200ppm/0～300ppm/0～500ppm/0～1000ppm
Cyclopentene | c-C5H8 | 142-29-0 | C5H8 | SG | SG-8562 | Fixed | GD-D58・GHseries | 0～20ppm/0～30ppm/0～50ppm/0～100ppm/0～200ppm/0～300ppm/0～500ppm/0～1000ppm
Cyclopentene | c-C5H8 | 142-29-0 | C5H8 | SG | SG-8562 | Fixed | SD-1GHseries | 0～20ppm/0～30ppm/0～50ppm/0～100ppm/0～200ppm/0～300ppm/0～500ppm/0～1000ppm
Cyclopentene | c-C5H8 | 142-29-0 | C5H8 | SG | SG-8562 | Fixed | SD-D58・GHseries | 0～20ppm/0～30ppm/0～50ppm/0～100ppm/0～200ppm/0～300ppm/0～500ppm/0～1000ppm
Decahydronaphthalene | C10H18 | 91-17-8 | C10H18 | HW | HW-6206 | Fixed | SD-2500 | 0～100%LEL | Upper limit of operating temperature of instrument: SD-2500=160℃/SD-2600=200℃/SD-2700：250℃
Decahydronaphthalene | C10H18 | 91-17-8 | C10H18 | HW | HW-6206 | Fixed | SD-2600 | 0～100%LEL | Upper limit of operating temperature of instrument: SD-2500=160℃/SD-2600=200℃/SD-2700：250℃
Decahydronaphthalene | C10H18 | 91-17-8 | C10H18 | HW | HW-6206 | Fixed | SD-2700 | 0～100%LEL | Upper limit of operating temperature of instrument: SD-2500=160℃/SD-2600=200℃/SD-2700：250℃
Decahydronaphthalene | C10H18 | 91-17-8 | C10H18 | HW | HW-6207 | Fixed | GD-A2400 | 0～100%LEL | Upper limit of operating temperature of instrument: GD-A2400=160℃
Decahydronaphthalene | C10H18 | 91-17-8 | C10H18 | HW | HW-6208 | Fixed | SD-2500 | 0～100%LEL | HW-6206 temperature sorted sensor, Upper limit of operating temperature of instrument: SD-2500=160℃/SD-2600=200℃/SD-2700：250℃
Decahydronaphthalene | C10H18 | 91-17-8 | C10H18 | HW | HW-6208 | Fixed | SD-2600 | 0～100%LEL | HW-6206 temperature sorted sensor, Upper limit of operating temperature of instrument: SD-2500=160℃/SD-2600=200℃/SD-2700：250℃
Decahydronaphthalene | C10H18 | 91-17-8 | C10H18 | HW | HW-6208 | Fixed | SD-2700 | 0～100%LEL | HW-6206 temperature sorted sensor, Upper limit of operating temperature of instrument: SD-2500=160℃/SD-2600=200℃/SD-2700：250℃
Decahydronaphthalene | C10H18 | 91-17-8 | C10H18 | HW | HW-6212 | Fixed | GD-A80-70series | 0～100%LEL
Decahydronaphthalene | C10H18 | 91-17-8 | C10H18 | SG | SG-8521 | Fixed | GD-A80Vseries | 0～100ppm/0～200ppm/0～300ppm/0～500ppm/0～1000ppm
Decahydronaphthalene | C10H18 | 91-17-8 | C10H18 | SG | SG-8521 | Fixed | GD-D58・GHseries | 0～100ppm/0～200ppm/0～300ppm/0～500ppm/0～1000ppm
Decahydronaphthalene | C10H18 | 91-17-8 | C10H18 | SG | SG-8521 | Fixed | SD-1GHseries | 0～100ppm/0～200ppm/0～300ppm/0～500ppm/0～1000ppm
Decahydronaphthalene | C10H18 | 91-17-8 | C10H18 | SG | SG-8521 | Fixed | SD-D58・GHseries | 0～100ppm/0～200ppm/0～300ppm/0～500ppm/0～1000ppm
Deuterium | D2 | 7782-39-0 | - | SG | SGU-8541 | Fixed | GD-70Dseries | 0～2000ppm
Deuterium | D2 | 7782-39-0 | - | SG | SGU-8541 | Fixed | TP-70D | 0～2000ppm
Deuterium | D2 | 7782-39-0 | - | HW | HW-6211 | Fixed | SD-1(TYPE GP)series | ～100%LEL
Deuterium | D2 | 7782-39-0 | - | HW | HW-6211 | Fixed | SD-D58(TYPE GP)series | ～100%LEL
Deuterium | D2 | 7782-39-0 | - | HW | HW-6211/NC-6211 | Fixed | GD-A80series | ～100%LEL/～50000ppm
Deuterium | D2 | 7782-39-0 | - | HW | HW-6211/NC-6211 | Fixed | GD-D58(TYPE GP)series | ～100%LEL/～50000ppm
Deuterium | D2 | 7782-39-0 | - | HW | HW-6211/NC-6211 | Fixed | GD-D58(TYPE NC)series | ～100%LEL/～50000ppm
Deuterium | D2 | 7782-39-0 | - | HW | HW-6211/NC-6211 | Fixed | SD-1(TYPE NC)series | ～100%LEL/～50000ppm
Deuterium | D2 | 7782-39-0 | - | HW | HW-6211/NC-6211 | Fixed | SD-D58(TYPE NC)series | ～100%LEL/～50000ppm
Deuterium | D2 | 7782-39-0 | - | SG | SG-8541 | Fixed | GD-A80Vseries | 0～100ppm/0～200ppm/0～300ppm/0～500ppm/0～1000ppm/0～2000ppm
Deuterium | D2 | 7782-39-0 | - | SG | SG-8541 | Fixed | GD-D58・GHseries | 0～100ppm/0～200ppm/0～300ppm/0～500ppm/0～1000ppm/0～2000ppm
Deuterium | D2 | 7782-39-0 | - | SG | SG-8541 | Fixed | SD-1GHseries | 0～100ppm/0～200ppm/0～300ppm/0～500ppm/0～1000ppm/0～2000ppm
Deuterium | D2 | 7782-39-0 | - | SG | SG-8541 | Fixed | SD-D58・GHseries | 0～100ppm/0～200ppm/0～300ppm/0～500ppm/0～1000ppm/0～2000ppm
Di(2-ethylhexyl)phthalate | DOP | 117-81-7 | C24H38O4 | HW | HW-6208 | Fixed | SD-2500 | 0～100%LEL | HW-6206 temperature sorted sensor, Upper limit of operating temperature of instrument: SD-2500=160℃/SD-2600=200℃/SD-2700：250℃
Di(2-ethylhexyl)phthalate | DOP | 117-81-7 | C24H38O4 | HW | HW-6208 | Fixed | SD-2600 | 0～100%LEL | HW-6206 temperature sorted sensor, Upper limit of operating temperature of instrument: SD-2500=160℃/SD-2600=200℃/SD-2700：250℃
Di(2-ethylhexyl)phthalate | DOP | 117-81-7 | C24H38O4 | HW | HW-6208 | Fixed | SD-2700 | 0～100%LEL | HW-6206 temperature sorted sensor, Upper limit of operating temperature of instrument: SD-2500=160℃/SD-2600=200℃/SD-2700：250℃
Diborane | B2H6 | 19287-45-7 | B2H6 | SH | SH-8662 | Portable | SP-220(TYPE SC) | 0～0.1ppm
Diborane | B2H6 | 19287-45-7 | B2H6 | ES | ESM-23AY | Portable | SC-8000 | 0～0.3ppm
Diborane | B2H6 | 19287-45-7 | B2H6 | ES | ESM-23AYA | Portable | SC-8000 | 0～0.3ppm
Diborane | B2H6 | 19287-45-7 | B2H6 | ES | ESU-23AY | Fixed | GD-70Dseries | 0～0.3ppm
Diborane | B2H6 | 19287-45-7 | B2H6 | ES | ESU-23AY | Fixed | TP-70D | 0～0.3ppm
Diborane | B2H6 | 19287-45-7 | B2H6 | ES | ESM-23AYA | Fixed | GD-K88Aiseries | 0～0.3ppm
Diborane | B2H6 | 19287-45-7 | B2H6 | ES | ESM-23AYA | Fixed | GD-K88Diseries | 0～0.3ppm
Diborane | B2H6 | 19287-45-7 | B2H6 | ES | ESM-23AY-SA | Fixed | GD-K88Aiseries | 0～0.3ppm
Diborane | B2H6 | 19287-45-7 | B2H6 | ES | ESM-23AY-SA | Fixed | GD-K88Diseries | 0～0.3ppm
Dibromomethane | CH2Br2 | 74-95-3 | CH2Br2 | SG | SG-8511 | Fixed | GD-A80Vseries | 0～100ppm/0～200ppm/0～300ppm/0～500ppm/0～1000ppm
Dibromomethane | CH2Br2 | 74-95-3 | CH2Br2 | SG | SG-8511 | Fixed | GD-D58・GHseries | 0～100ppm/0～200ppm/0～300ppm/0～500ppm/0～1000ppm
Dibromomethane | CH2Br2 | 74-95-3 | CH2Br2 | SG | SG-8511 | Fixed | SD-1GHseries | 0～100ppm/0～200ppm/0～300ppm/0～500ppm/0～1000ppm
Dibromomethane | CH2Br2 | 74-95-3 | CH2Br2 | SG | SG-8511 | Fixed | SD-D58・GHseries | 0～100ppm/0～200ppm/0～300ppm/0～500ppm/0～1000ppm
Dibromomethane | CH2Br2 | 74-95-3 | CH2Br2 | SG | SG-8521 | Fixed | GD-A80Vseries | 0～2000ppm/0～3000ppm/0～5000ppm
Dibromomethane | CH2Br2 | 74-95-3 | CH2Br2 | SG | SG-8521 | Fixed | GD-D58・GHseries | 0～2000ppm/0～3000ppm/0～5000ppm
Dibromomethane | CH2Br2 | 74-95-3 | CH2Br2 | SG | SG-8521 | Fixed | SD-1GHseries | 0～2000ppm/0～3000ppm/0～5000ppm
Dibromomethane | CH2Br2 | 74-95-3 | CH2Br2 | SG | SG-8521 | Fixed | SD-D58・GHseries | 0～2000ppm/0～3000ppm/0～5000ppm
Dibutyl ether | DBuE | 142-96-1 | C8H18O | HW | HW-6211 | Fixed | SD-1(TYPE GP)series | ～100%LEL
Dibutyl ether | DBuE | 142-96-1 | C8H18O | HW | HW-6211 | Fixed | SD-D58(TYPE GP)series | ～100%LEL
Dibutyl ether | DBuE | 142-96-1 | C8H18O | HW | HW-6211/NC-6211 | Fixed | GD-A80series | ～100%LEL/～15000ppm
Dibutyl ether | DBuE | 142-96-1 | C8H18O | HW | HW-6211/NC-6211 | Fixed | GD-D58(TYPE GP)series | ～100%LEL/～15000ppm
Dibutyl ether | DBuE | 142-96-1 | C8H18O | HW | HW-6211/NC-6211 | Fixed | GD-D58(TYPE NC)series | ～100%LEL/～15000ppm
Dibutyl ether | DBuE | 142-96-1 | C8H18O | HW | HW-6211/NC-6211 | Fixed | SD-1(TYPE NC)series | ～100%LEL/～15000ppm
Dibutyl ether | DBuE | 142-96-1 | C8H18O | HW | HW-6211/NC-6211 | Fixed | SD-D58(TYPE NC)series | ～100%LEL/～15000ppm
Dibutyl ether | DBuE | 142-96-1 | C8H18O | HW | HW-6206 | Fixed | SD-2500 | 0～100%LEL | Upper limit of operating temperature of instrument: SD-2500=160℃/SD-2600=200℃/SD-2700：250℃
Dibutyl ether | DBuE | 142-96-1 | C8H18O | HW | HW-6206 | Fixed | SD-2600 | 0～100%LEL | Upper limit of operating temperature of instrument: SD-2500=160℃/SD-2600=200℃/SD-2700：250℃
Dibutyl ether | DBuE | 142-96-1 | C8H18O | HW | HW-6206 | Fixed | SD-2700 | 0～100%LEL | Upper limit of operating temperature of instrument: SD-2500=160℃/SD-2600=200℃/SD-2700：250℃
Dibutyl ether | DBuE | 142-96-1 | C8H18O | HW | HW-6207 | Fixed | GD-A2400 | 0～100%LEL | Upper limit of operating temperature of instrument: GD-A2400=160℃
Dibutyl ether | DBuE | 142-96-1 | C8H18O | HW | HW-6208 | Fixed | SD-2500 | 0～100%LEL | HW-6206 temperature sorted sensor, Upper limit of operating temperature of instrument: SD-2500=160℃/SD-2600=200℃/SD-2700：250℃
Dibutyl ether | DBuE | 142-96-1 | C8H18O | HW | HW-6208 | Fixed | SD-2600 | 0～100%LEL | HW-6206 temperature sorted sensor, Upper limit of operating temperature of instrument: SD-2500=160℃/SD-2600=200℃/SD-2700：250℃
Dibutyl ether | DBuE | 142-96-1 | C8H18O | HW | HW-6208 | Fixed | SD-2700 | 0～100%LEL | HW-6206 temperature sorted sensor, Upper limit of operating temperature of instrument: SD-2500=160℃/SD-2600=200℃/SD-2700：250℃
Dibutyl ether | DBuE | 142-96-1 | C8H18O | HW | HW-6212 | Fixed | GD-A80-70series | 0～100%LEL
Dibutyl ether | DBuE | 142-96-1 | C8H18O | SG | SG-8511 | Fixed | GD-A80Vseries | 0～2000ppm/0～3000ppm/0～5000ppm
Dibutyl ether | DBuE | 142-96-1 | C8H18O | SG | SG-8511 | Fixed | GD-D58・GHseries | 0～2000ppm/0～3000ppm/0～5000ppm
Dibutyl ether | DBuE | 142-96-1 | C8H18O | SG | SG-8511 | Fixed | SD-1GHseries | 0～2000ppm/0～3000ppm/0～5000ppm
Dibutyl ether | DBuE | 142-96-1 | C8H18O | SG | SG-8511 | Fixed | SD-D58・GHseries | 0～2000ppm/0～3000ppm/0～5000ppm
Dibutyl ether | DBuE | 142-96-1 | C8H18O | SG | SG-8521 | Fixed | GD-A80Vseries | 0～200ppm/0～300ppm/0～500ppm/0～1000ppm
Dibutyl ether | DBuE | 142-96-1 | C8H18O | SG | SG-8521 | Fixed | GD-D58・GHseries | 0～200ppm/0～300ppm/0～500ppm/0～1000ppm
Dibutyl ether | DBuE | 142-96-1 | C8H18O | SG | SG-8521 | Fixed | SD-1GHseries | 0～200ppm/0～300ppm/0～500ppm/0～1000ppm
Dibutyl ether | DBuE | 142-96-1 | C8H18O | SG | SG-8521 | Fixed | SD-D58・GHseries | 0～200ppm/0～300ppm/0～500ppm/0～1000ppm
Dichlorobenzene | C6H4CL2 | 106-46-7(-p),95-50-1(-o) | C6H4CL2 | SG | SG-8523 | Fixed | GD-A80Vseries | 0～200ppm/0～300ppm/0～500ppm/0～1000ppm/0～2000ppm
Dichlorobenzene | C6H4CL2 | 106-46-7(-p),95-50-1(-o) | C6H4CL2 | SG | SG-8523 | Fixed | GD-D58・GHseries | 0～200ppm/0～300ppm/0～500ppm/0～1000ppm/0～2000ppm
Dichlorobenzene | C6H4CL2 | 106-46-7(-p),95-50-1(-o) | C6H4CL2 | SG | SG-8523 | Fixed | SD-1GHseries | 0～200ppm/0～300ppm/0～500ppm/0～1000ppm/0～2000ppm
Dichlorobenzene | C6H4CL2 | 106-46-7(-p),95-50-1(-o) | C6H4CL2 | SG | SG-8523 | Fixed | SD-D58・GHseries | 0～200ppm/0～300ppm/0～500ppm/0～1000ppm/0～2000ppm
Dichlorodifluoromethane | R-12 | 75-71-8 | CF2CL2 | SG | SG-8513 | Fixed | GD-A80Vseries | 0～10000ppm
Dichlorodifluoromethane | R-12 | 75-71-8 | CF2CL2 | SG | SG-8513 | Fixed | GD-D58・GHseries | 0～10000ppm
Dichlorodifluoromethane | R-12 | 75-71-8 | CF2CL2 | SG | SG-8513 | Fixed | SD-1GHseries | 0～10000ppm
Dichlorodifluoromethane | R-12 | 75-71-8 | CF2CL2 | SG | SG-8513 | Fixed | SD-D58・GHseries | 0～10000ppm
Dichlorofluoromethane | R-21 | 75-43-4 | CHFCL2 | SG | SG-8513 | Fixed | GD-A80Vseries | 0～1000ppm/0～2000ppm/0～3000ppm/0～5000ppm
Dichlorofluoromethane | R-21 | 75-43-4 | CHFCL2 | SG | SG-8513 | Fixed | GD-D58・GHseries | 0～1000ppm/0～2000ppm/0～3000ppm/0～5000ppm
Dichlorofluoromethane | R-21 | 75-43-4 | CHFCL2 | SG | SG-8513 | Fixed | SD-1GHseries | 0～1000ppm/0～2000ppm/0～3000ppm/0～5000ppm
Dichlorofluoromethane | R-21 | 75-43-4 | CHFCL2 | SG | SG-8513 | Fixed | SD-D58・GHseries | 0～1000ppm/0～2000ppm/0～3000ppm/0～5000ppm
Dichloromethane | CH2CL2 | 75-09-2 | CH2CL2 | SG | SGU-8523 | Fixed | GD-70Dseries | 0～2000ppm
Dichloromethane | CH2CL2 | 75-09-2 | CH2CL2 | SG | SGU-8523 | Fixed | TP-70D | 0～2000ppm
Dichloromethane | CH2CL2 | 75-09-2 | CH2CL2 | RI | DE-3315-1 | Fixed | SD-1RIseries | 0～100%LEL
Dichloromethane | CH2CL2 | 75-09-2 | CH2CL2 | SG | SG-8523 | Fixed | GD-A80Vseries | 0～500ppm/0～1000ppm/0～2000ppm/0～3000ppm/0～5000ppm
Dichloromethane | CH2CL2 | 75-09-2 | CH2CL2 | SG | SG-8523 | Fixed | GD-D58・GHseries | 0～500ppm/0～1000ppm/0～2000ppm/0～3000ppm/0～5000ppm
Dichloromethane | CH2CL2 | 75-09-2 | CH2CL2 | SG | SG-8523 | Fixed | SD-1GHseries | 0～500ppm/0～1000ppm/0～2000ppm/0～3000ppm/0～5000ppm
Dichloromethane | CH2CL2 | 75-09-2 | CH2CL2 | SG | SG-8523 | Fixed | SD-D58・GHseries | 0～500ppm/0～1000ppm/0～2000ppm/0～3000ppm/0～5000ppm
Dichlorotetrafluoroethane | R-114 | 76-14-2 | C2F4CL2 | RI | DE-2113-35 | Fixed | RI-257 | 0～5000ppm
Dichlorotetrafluoroethane | R-114 | 76-14-2 | C2F4CL2 | SG | SG-8513 | Fixed | GD-A80Vseries | 0～10000ppm
Dichlorotetrafluoroethane | R-114 | 76-14-2 | C2F4CL2 | SG | SG-8513 | Fixed | GD-D58・GHseries | 0～10000ppm
Dichlorotetrafluoroethane | R-114 | 76-14-2 | C2F4CL2 | SG | SG-8513 | Fixed | SD-1GHseries | 0～10000ppm
Dichlorotetrafluoroethane | R-114 | 76-14-2 | C2F4CL2 | SG | SG-8513 | Fixed | SD-D58・GHseries | 0～10000ppm
Dichlorotoluene | C7H6CL2 | 95-73-8,19398-61-9,118-69-4,32768-54-0 | C7H6CL2 | SG | SG-8511 | Fixed | GD-A80Vseries | 0～200ppm/0～300ppm/0～500ppm/0～1000ppm/0～2000ppm
Dichlorotoluene | C7H6CL2 | 95-73-8,19398-61-9,118-69-4,32768-54-0 | C7H6CL2 | SG | SG-8511 | Fixed | GD-D58・GHseries | 0～200ppm/0～300ppm/0～500ppm/0～1000ppm/0～2000ppm
Dichlorotoluene | C7H6CL2 | 95-73-8,19398-61-9,118-69-4,32768-54-0 | C7H6CL2 | SG | SG-8511 | Fixed | SD-1GHseries | 0～200ppm/0～300ppm/0～500ppm/0～1000ppm/0～2000ppm
Dichlorotoluene | C7H6CL2 | 95-73-8,19398-61-9,118-69-4,32768-54-0 | C7H6CL2 | SG | SG-8511 | Fixed | SD-D58・GHseries | 0～200ppm/0～300ppm/0～500ppm/0～1000ppm/0～2000ppm
Dicyclopentadiene | DCPD | 77-73-6 | C10H12 | HW | HW-6211 | Fixed | SD-1(TYPE GP)series | ～100%LEL
Dicyclopentadiene | DCPD | 77-73-6 | C10H12 | HW | HW-6211 | Fixed | SD-D58(TYPE GP)series | ～100%LEL
Dicyclopentadiene | DCPD | 77-73-6 | C10H12 | HW | HW-6211/NC-6211 | Fixed | GD-A80series | ～100%LEL/～10000ppm
Dicyclopentadiene | DCPD | 77-73-6 | C10H12 | HW | HW-6211/NC-6211 | Fixed | GD-D58(TYPE GP)series | ～100%LEL/～10000ppm
Dicyclopentadiene | DCPD | 77-73-6 | C10H12 | HW | HW-6211/NC-6211 | Fixed | GD-D58(TYPE NC)series | ～100%LEL/～10000ppm
Dicyclopentadiene | DCPD | 77-73-6 | C10H12 | HW | HW-6211/NC-6211 | Fixed | SD-1(TYPE NC)series | ～100%LEL/～10000ppm
Dicyclopentadiene | DCPD | 77-73-6 | C10H12 | HW | HW-6211/NC-6211 | Fixed | SD-D58(TYPE NC)series | ～100%LEL/～10000ppm
Dicyclopentadiene | DCPD | 77-73-6 | C10H12 | SG | SG-8521 | Fixed | GD-A80Vseries | 0～500ppm/0～1000ppm/0～2000ppm
Dicyclopentadiene | DCPD | 77-73-6 | C10H12 | SG | SG-8521 | Fixed | GD-D58・GHseries | 0～500ppm/0～1000ppm/0～2000ppm
Dicyclopentadiene | DCPD | 77-73-6 | C10H12 | SG | SG-8521 | Fixed | SD-1GHseries | 0～500ppm/0～1000ppm/0～2000ppm
Dicyclopentadiene | DCPD | 77-73-6 | C10H12 | SG | SG-8521 | Fixed | SD-D58・GHseries | 0～500ppm/0～1000ppm/0～2000ppm
Diethoxymethylsilane | DEMS | 2031-62-1 | C5H14O2Si | SS | SSU-1925 | Fixed | GD-70D+PLUseries | 0‐15ppm | PLU-70 required
Diethoxymethylsilane | DEMS | 2031-62-1 | C5H14O2Si | SS | SSU-1925 | Fixed | GD-70DG | 0‐15ppm | PLU-70 required
Diethyl carbonate | C5H10O3 | 105-58-8 | C5H10O3 | HW | HW-6211 | Fixed | SD-1(TYPE GP)series | ～100%LEL
Diethyl carbonate | C5H10O3 | 105-58-8 | C5H10O3 | HW | HW-6211 | Fixed | SD-D58(TYPE GP)series | ～100%LEL
Diethyl carbonate | C5H10O3 | 105-58-8 | C5H10O3 | HW | HW-6211/NC-6211 | Fixed | GD-A80series | ～100%LEL/～14000ppm
Diethyl carbonate | C5H10O3 | 105-58-8 | C5H10O3 | HW | HW-6211/NC-6211 | Fixed | GD-D58(TYPE GP)series | ～100%LEL/～14000ppm
Diethyl carbonate | C5H10O3 | 105-58-8 | C5H10O3 | HW | HW-6211/NC-6211 | Fixed | GD-D58(TYPE NC)series | ～100%LEL/～14000ppm
Diethyl carbonate | C5H10O3 | 105-58-8 | C5H10O3 | HW | HW-6211/NC-6211 | Fixed | SD-1(TYPE NC)series | ～100%LEL/～14000ppm
Diethyl carbonate | C5H10O3 | 105-58-8 | C5H10O3 | HW | HW-6211/NC-6211 | Fixed | SD-D58(TYPE NC)series | ～100%LEL/～14000ppm
Diethyl carbonate | C5H10O3 | 105-58-8 | C5H10O3 | SG | SG-8521 | Fixed | GD-A80Vseries | 0～100ppm/0～200ppm/0～300ppm/0～500ppm/0～1000ppm/0～2000ppm/0～3000ppm
Diethyl carbonate | C5H10O3 | 105-58-8 | C5H10O3 | SG | SG-8521 | Fixed | GD-D58・GHseries | 0～100ppm/0～200ppm/0～300ppm/0～500ppm/0～1000ppm/0～2000ppm/0～3000ppm
Diethyl carbonate | C5H10O3 | 105-58-8 | C5H10O3 | SG | SG-8521 | Fixed | SD-1GHseries | 0～100ppm/0～200ppm/0～300ppm/0～500ppm/0～1000ppm/0～2000ppm/0～3000ppm
Diethyl carbonate | C5H10O3 | 105-58-8 | C5H10O3 | SG | SG-8521 | Fixed | SD-D58・GHseries | 0～100ppm/0～200ppm/0～300ppm/0～500ppm/0～1000ppm/0～2000ppm/0～3000ppm
Diethyl ketone | DEK | 96-22-0 | C5H10O | HW | HW-6211 | Fixed | SD-1(TYPE GP)series | ～100%LEL
Diethyl ketone | DEK | 96-22-0 | C5H10O | HW | HW-6211 | Fixed | SD-D58(TYPE GP)series | ～100%LEL
Diethyl ketone | DEK | 96-22-0 | C5H10O | HW | HW-6211/NC-6211 | Fixed | GD-A80series | ～100%LEL/～16000ppm
Diethyl ketone | DEK | 96-22-0 | C5H10O | HW | HW-6211/NC-6211 | Fixed | GD-D58(TYPE GP)series | ～100%LEL/～16000ppm
Diethyl ketone | DEK | 96-22-0 | C5H10O | HW | HW-6211/NC-6211 | Fixed | GD-D58(TYPE NC)series | ～100%LEL/～16000ppm
Diethyl ketone | DEK | 96-22-0 | C5H10O | HW | HW-6211/NC-6211 | Fixed | SD-1(TYPE NC)series | ～100%LEL/～16000ppm
Diethyl ketone | DEK | 96-22-0 | C5H10O | HW | HW-6211/NC-6211 | Fixed | SD-D58(TYPE NC)series | ～100%LEL/～16000ppm
Diethylamine | DEA | 109-89-7 | C4H11N | ES | ESU-23RV-EX | Fixed | GD-70Dseries | 0.2～15ppm | Export limited：unable to measure under 0.2ppm
Diethylamine | DEA | 109-89-7 | C4H11N | ES | ESU-23RV-EX | Fixed | TP-70D | 0.2～15ppm | Export limited：unable to measure under 0.2ppm
Diethylamine | DEA | 109-89-7 | C4H11N | ES | ESU-23RVM-EX | Fixed | GD-70Dseries | 0.2～15ppm | Export limited：unable to measure under 0.2ppm
Diethylamine | DEA | 109-89-7 | C4H11N | ES | ESU-23RVM-EX | Fixed | TP-70D | 0.2～15ppm | Export limited：unable to measure under 0.2ppm
Diethylamine | DEA | 109-89-7 | C4H11N | ES | ESM-23RV | Fixed | GD-K88Aiseries | 0～15ppm
Diethylamine | DEA | 109-89-7 | C4H11N | ES | ESM-23RV | Fixed | GD-K88Diseries | 0～15ppm
Diethylamine | DEA | 109-89-7 | C4H11N | ES | ESM-23RVM | Fixed | GD-K88Aiseries | 0.2～15ppm | Export limited：unable to measure under 0.2ppm
Diethylamine | DEA | 109-89-7 | C4H11N | ES | ESM-23RVM | Fixed | GD-K88Diseries | 0.2～15ppm | Export limited：unable to measure under 0.2ppm
Diethylbenzene | C10H14 | 25340-17-4 | C10H14 | SG | SG-8521 | Fixed | GD-A80Vseries | 0～30ppm/0～50ppm/0～100ppm/0～200ppm
Diethylbenzene | C10H14 | 25340-17-4 | C10H14 | SG | SG-8521 | Fixed | GD-D58・GHseries | 0～30ppm/0～50ppm/0～100ppm/0～200ppm
Diethylbenzene | C10H14 | 25340-17-4 | C10H14 | SG | SG-8521 | Fixed | SD-1GHseries | 0～30ppm/0～50ppm/0～100ppm/0～200ppm
Diethylbenzene | C10H14 | 25340-17-4 | C10H14 | SG | SG-8521 | Fixed | SD-D58・GHseries | 0～30ppm/0～50ppm/0～100ppm/0～200ppm
Diethylene Glycol | C4H10O3 | 111-46-4 | C4H10O3 | HW | HW-6206 | Fixed | SD-2500 | 0～100%LEL | Upper limit of operating temperature of instrument: SD-2500=160℃/SD-2600=200℃/SD-2700：250℃
Diethylene Glycol | C4H10O3 | 111-46-4 | C4H10O3 | HW | HW-6206 | Fixed | SD-2600 | 0～100%LEL | Upper limit of operating temperature of instrument: SD-2500=160℃/SD-2600=200℃/SD-2700：250℃
Diethylene Glycol | C4H10O3 | 111-46-4 | C4H10O3 | HW | HW-6206 | Fixed | SD-2700 | 0～100%LEL | Upper limit of operating temperature of instrument: SD-2500=160℃/SD-2600=200℃/SD-2700：250℃
Diethylene Glycol | C4H10O3 | 111-46-4 | C4H10O3 | HW | HW-6207 | Fixed | GD-A2400 | 0～100%LEL | Upper limit of operating temperature of instrument: GD-A2400=160℃
Diethylene Glycol | C4H10O3 | 111-46-4 | C4H10O3 | HW | HW-6208 | Fixed | SD-2500 | 0～100%LEL | HW-6206 temperature sorted sensor, Upper limit of operating temperature of instrument: SD-2500=160℃/SD-2600=200℃/SD-2700：250℃
Diethylene Glycol | C4H10O3 | 111-46-4 | C4H10O3 | HW | HW-6208 | Fixed | SD-2600 | 0～100%LEL | HW-6206 temperature sorted sensor, Upper limit of operating temperature of instrument: SD-2500=160℃/SD-2600=200℃/SD-2700：250℃
Diethylene Glycol | C4H10O3 | 111-46-4 | C4H10O3 | HW | HW-6208 | Fixed | SD-2700 | 0～100%LEL | HW-6206 temperature sorted sensor, Upper limit of operating temperature of instrument: SD-2500=160℃/SD-2600=200℃/SD-2700：250℃
Diethylene Glycol | C4H10O3 | 111-46-4 | C4H10O3 | HW | HW-6208 | Fixed | SD-2500 | 0～100%LEL | HW-6206 temperature sorted sensor, Upper limit of operating temperature of instrument: SD-2500=160℃/SD-2600=200℃/SD-2700：250℃
Diethylene Glycol | C4H10O3 | 111-46-4 | C4H10O3 | HW | HW-6208 | Fixed | SD-2600 | 0～100%LEL | HW-6206 temperature sorted sensor, Upper limit of operating temperature of instrument: SD-2500=160℃/SD-2600=200℃/SD-2700：250℃
Diethylene Glycol | C4H10O3 | 111-46-4 | C4H10O3 | HW | HW-6208 | Fixed | SD-2700 | 0～100%LEL | HW-6206 temperature sorted sensor, Upper limit of operating temperature of instrument: SD-2500=160℃/SD-2600=200℃/SD-2700：250℃
Diethylene Glycol Dimethyl Ether | C6H14O3 | 111-96-6 | C6H14O3 | HW | HW-6206 | Fixed | SD-2500 | 0～100%LEL | Upper limit of operating temperature of instrument: SD-2500=160℃/SD-2600=200℃/SD-2700：250℃
Diethylene Glycol Dimethyl Ether | C6H14O3 | 111-96-6 | C6H14O3 | HW | HW-6206 | Fixed | SD-2600 | 0～100%LEL | Upper limit of operating temperature of instrument: SD-2500=160℃/SD-2600=200℃/SD-2700：250℃
Diethylene Glycol Dimethyl Ether | C6H14O3 | 111-96-6 | C6H14O3 | HW | HW-6206 | Fixed | SD-2700 | 0～100%LEL | Upper limit of operating temperature of instrument: SD-2500=160℃/SD-2600=200℃/SD-2700：250℃
Diethylene Glycol Dimethyl Ether | C6H14O3 | 111-96-6 | C6H14O3 | HW | HW-6207 | Fixed | GD-A2400 | 0～100%LEL | Upper limit of operating temperature of instrument: GD-A2400=160℃
Diethylene Glycol Dimethyl Ether | C6H14O3 | 111-96-6 | C6H14O3 | HW | HW-6208 | Fixed | SD-2500 | 0～100%LEL | HW-6206 temperature sorted sensor, Upper limit of operating temperature of instrument: SD-2500=160℃/SD-2600=200℃/SD-2700：250℃
Diethylene Glycol Dimethyl Ether | C6H14O3 | 111-96-6 | C6H14O3 | HW | HW-6208 | Fixed | SD-2600 | 0～100%LEL | HW-6206 temperature sorted sensor, Upper limit of operating temperature of instrument: SD-2500=160℃/SD-2600=200℃/SD-2700：250℃
Diethylene Glycol Dimethyl Ether | C6H14O3 | 111-96-6 | C6H14O3 | HW | HW-6208 | Fixed | SD-2700 | 0～100%LEL | HW-6206 temperature sorted sensor, Upper limit of operating temperature of instrument: SD-2500=160℃/SD-2600=200℃/SD-2700：250℃
Diethylene Glycol Dimethyl Ether | C6H14O3 | 111-96-6 | C6H14O3 | HW | HW-6212 | Fixed | GD-A80-70series | 0～100%LEL
Diethylene Glycol Dimethyl Ether | C6H14O3 | 111-96-6 | C6H14O3 | SG | SG-8521 | Fixed | GD-A80Vseries | 0～200ppm/0～300ppm/0～500ppm/0～1000ppm/0～2000ppm
Diethylene Glycol Dimethyl Ether | C6H14O3 | 111-96-6 | C6H14O3 | SG | SG-8521 | Fixed | GD-D58・GHseries | 0～200ppm/0～300ppm/0～500ppm/0～1000ppm/0～2000ppm
Diethylene Glycol Dimethyl Ether | C6H14O3 | 111-96-6 | C6H14O3 | SG | SG-8521 | Fixed | SD-1GHseries | 0～200ppm/0～300ppm/0～500ppm/0～1000ppm/0～2000ppm
Diethylene Glycol Dimethyl Ether | C6H14O3 | 111-96-6 | C6H14O3 | SG | SG-8521 | Fixed | SD-D58・GHseries | 0～200ppm/0～300ppm/0～500ppm/0～1000ppm/0～2000ppm
Diethylene Glycol Ethyl Methyl Ether | C7H16O3 | 1002-67-1 | C7H16O3 | HW | HW-6206 | Fixed | SD-2500 | 0～100%LEL | Upper limit of operating temperature of instrument: SD-2500=160℃/SD-2600=200℃/SD-2700：250℃
Diethylene Glycol Ethyl Methyl Ether | C7H16O3 | 1002-67-1 | C7H16O3 | HW | HW-6206 | Fixed | SD-2600 | 0～100%LEL | Upper limit of operating temperature of instrument: SD-2500=160℃/SD-2600=200℃/SD-2700：250℃
Diethylene Glycol Ethyl Methyl Ether | C7H16O3 | 1002-67-1 | C7H16O3 | HW | HW-6206 | Fixed | SD-2700 | 0～100%LEL | Upper limit of operating temperature of instrument: SD-2500=160℃/SD-2600=200℃/SD-2700：250℃
Diethylene Glycol Ethyl Methyl Ether | C7H16O3 | 1002-67-1 | C7H16O3 | HW | HW-6207 | Fixed | GD-A2400 | 0～100%LEL | Upper limit of operating temperature of instrument: GD-A2400=160℃
Diethylene Glycol Ethyl Methyl Ether | C7H16O3 | 1002-67-1 | C7H16O3 | HW | HW-6208 | Fixed | SD-2500 | 0～100%LEL | HW-6206 temperature sorted sensor, Upper limit of operating temperature of instrument: SD-2500=160℃/SD-2600=200℃/SD-2700：250℃
Diethylene Glycol Ethyl Methyl Ether | C7H16O3 | 1002-67-1 | C7H16O3 | HW | HW-6208 | Fixed | SD-2600 | 0～100%LEL | HW-6206 temperature sorted sensor, Upper limit of operating temperature of instrument: SD-2500=160℃/SD-2600=200℃/SD-2700：250℃
Diethylene Glycol Ethyl Methyl Ether | C7H16O3 | 1002-67-1 | C7H16O3 | HW | HW-6208 | Fixed | SD-2700 | 0～100%LEL | HW-6206 temperature sorted sensor, Upper limit of operating temperature of instrument: SD-2500=160℃/SD-2600=200℃/SD-2700：250℃
Diethylene Glycol Ethyl Methyl Ether | C7H16O3 | 1002-67-1 | C7H16O3 | HW | HW-6212 | Fixed | GD-A80-70series | 0～100%LEL
Diethylene Glycol Ethyl Methyl Ether | C7H16O3 | 1002-67-1 | C7H16O3 | SG | SG-8521 | Fixed | GD-A80Vseries | 0～200ppm/0～300ppm/0～500ppm
Diethylene Glycol Ethyl Methyl Ether | C7H16O3 | 1002-67-1 | C7H16O3 | SG | SG-8521 | Fixed | GD-D58・GHseries | 0～200ppm/0～300ppm/0～500ppm
Diethylene Glycol Ethyl Methyl Ether | C7H16O3 | 1002-67-1 | C7H16O3 | SG | SG-8521 | Fixed | SD-1GHseries | 0～200ppm/0～300ppm/0～500ppm
Diethylene Glycol Ethyl Methyl Ether | C7H16O3 | 1002-67-1 | C7H16O3 | SG | SG-8521 | Fixed | SD-D58・GHseries | 0～200ppm/0～300ppm/0～500ppm
Diethylene Glycol Monoethyl Ether | DEGEE | 111-90-0 | C6H14O3 | HW | HW-6206 | Fixed | SD-2500 | 0～100%LEL | Upper limit of operating temperature of instrument: SD-2500=160℃/SD-2600=200℃/SD-2700：250℃
Diethylene Glycol Monoethyl Ether | DEGEE | 111-90-0 | C6H14O3 | HW | HW-6206 | Fixed | SD-2600 | 0～100%LEL | Upper limit of operating temperature of instrument: SD-2500=160℃/SD-2600=200℃/SD-2700：250℃
Diethylene Glycol Monoethyl Ether | DEGEE | 111-90-0 | C6H14O3 | HW | HW-6206 | Fixed | SD-2700 | 0～100%LEL | Upper limit of operating temperature of instrument: SD-2500=160℃/SD-2600=200℃/SD-2700：250℃
Diethylene Glycol Monoethyl Ether | DEGEE | 111-90-0 | C6H14O3 | HW | HW-6207 | Fixed | GD-A2400 | 0～100%LEL | Upper limit of operating temperature of instrument: GD-A2400=160℃
Diethylene Glycol Monoethyl Ether | DEGEE | 111-90-0 | C6H14O3 | HW | HW-6208 | Fixed | SD-2500 | 0～100%LEL | HW-6206 temperature sorted sensor, Upper limit of operating temperature of instrument: SD-2500=160℃/SD-2600=200℃/SD-2700：250℃
Diethylene Glycol Monoethyl Ether | DEGEE | 111-90-0 | C6H14O3 | HW | HW-6208 | Fixed | SD-2600 | 0～100%LEL | HW-6206 temperature sorted sensor, Upper limit of operating temperature of instrument: SD-2500=160℃/SD-2600=200℃/SD-2700：250℃
Diethylene Glycol Monoethyl Ether | DEGEE | 111-90-0 | C6H14O3 | HW | HW-6208 | Fixed | SD-2700 | 0～100%LEL | HW-6206 temperature sorted sensor, Upper limit of operating temperature of instrument: SD-2500=160℃/SD-2600=200℃/SD-2700：250℃
Diethylene Glycol Monoethyl Ether | DEGEE | 111-90-0 | C6H14O3 | HW | HW-6212 | Fixed | GD-A80-70series | 0～100%LEL
Difluorodibromomethane | CF2Br2 | 75-61-6 | CF2Br2 | SG | SG-8562 | Fixed | GD-A80Vseries | 0～500ppm/0～1000ppm/0～2000ppm/0～3000ppm/0～5000ppm
Difluorodibromomethane | CF2Br2 | 75-61-6 | CF2Br2 | SG | SG-8562 | Fixed | GD-D58・GHseries | 0～500ppm/0～1000ppm/0～2000ppm/0～3000ppm/0～5000ppm
Difluorodibromomethane | CF2Br2 | 75-61-6 | CF2Br2 | SG | SG-8562 | Fixed | SD-1GHseries | 0～500ppm/0～1000ppm/0～2000ppm/0～3000ppm/0～5000ppm
Difluorodibromomethane | CF2Br2 | 75-61-6 | CF2Br2 | SG | SG-8562 | Fixed | SD-D58・GHseries | 0～500ppm/0～1000ppm/0～2000ppm/0～3000ppm/0～5000ppm
Difluoromethane | R-32 | 75-10-5 | CH2F2 | SH | SH-8662 | Portable | SP-220(TYPE SC) | 0～50ppm
Difluoromethane | R-32 | 75-10-5 | CH2F2 | SH | SH-8661 | Portable | SP-220(TYPE F) | 0～10000ppm
Difluoromethane | R-32 | 75-10-5 | CH2F2 | ES | ESU-K233 | Fixed | GD-70Dseries | 0～60ppm | PLU-70 required/Response(T62.5)150sec，10～30℃
Difluoromethane | R-32 | 75-10-5 | CH2F2 | ES | ESU-K233 | Fixed | TP-70D | 0～60ppm | PLU-70 required/Response(T62.5)150sec，10～30℃
Difluoromethane | R-32 | 75-10-5 | CH2F2 | SG | SGU-8521 | Fixed | GD-70Dseries | 0～2000ppm
Difluoromethane | R-32 | 75-10-5 | CH2F2 | SG | SGU-8521 | Fixed | TP-70D | 0～2000ppm
Difluoromethane | R-32 | 75-10-5 | CH2F2 | SG | SGU-8521 | Fixed | GD-70Dseries | 0～5000ppm
Difluoromethane | R-32 | 75-10-5 | CH2F2 | SG | SGU-8521 | Fixed | TP-70D | 0～5000ppm
Difluoromethane | R-32 | 75-10-5 | CH2F2 | SG | SGU-8521 | Fixed | GD-70Dseries | 0～9000ppm
Difluoromethane | R-32 | 75-10-5 | CH2F2 | SG | SGU-8521 | Fixed | TP-70D | 0～9000ppm
Difluoromethane | R-32 | 75-10-5 | CH2F2 | SG | SGU-8582 | Fixed | GD-70Dseries | 0～2000ppm
Difluoromethane | R-32 | 75-10-5 | CH2F2 | SG | SGU-8582 | Fixed | TP-70D | 0～2000ppm
Difluoromethane | R-32 | 75-10-5 | CH2F2 | SG | SGU-8582 | Fixed | GD-70Dseries | 0～10000ppm
Difluoromethane | R-32 | 75-10-5 | CH2F2 | SG | SGU-8582 | Fixed | TP-70D | 0～10000ppm
Difluoromethane | R-32 | 75-10-5 | CH2F2 | RI | DE-2113-35 | Fixed | RI-257 | 0～10000ppm
Difluoromethane | R-32 | 75-10-5 | CH2F2 | SG | SG-8521 | Fixed | GD-A80Vseries | 0～500ppm/0～1000ppm/0～2000ppm/0～3000ppm/0～5000ppm/0～9000ppm/0～10000ppm
Difluoromethane | R-32 | 75-10-5 | CH2F2 | SG | SG-8521 | Fixed | GD-D58・GHseries | 0～500ppm/0～1000ppm/0～2000ppm/0～3000ppm/0～5000ppm/0～9000ppm/0～10000ppm
Difluoromethane | R-32 | 75-10-5 | CH2F2 | SG | SG-8521 | Fixed | SD-1GHseries | 0～500ppm/0～1000ppm/0～2000ppm/0～3000ppm/0～5000ppm/0～9000ppm/0～10000ppm
Difluoromethane | R-32 | 75-10-5 | CH2F2 | SG | SG-8521 | Fixed | SD-D58・GHseries | 0～500ppm/0～1000ppm/0～2000ppm/0～3000ppm/0～5000ppm/0～9000ppm/0～10000ppm
Difluoromethane | R-32 | 75-10-5 | CH2F2 | SG | SG-8582 | Fixed | GD-A80Vseries | 0～300ppm/0～500ppm/0～1000ppm/0～2000ppm/0～3000ppm/0～5000ppm/0～10000ppm
Difluoromethane | R-32 | 75-10-5 | CH2F2 | SG | SG-8582 | Fixed | GD-D58・GHseries | 0～300ppm/0～500ppm/0～1000ppm/0～2000ppm/0～3000ppm/0～5000ppm/0～10000ppm
Difluoromethane | R-32 | 75-10-5 | CH2F2 | SG | SG-8582 | Fixed | SD-1GHseries | 0～300ppm/0～500ppm/0～1000ppm/0～2000ppm/0～3000ppm/0～5000ppm/0～10000ppm
Difluoromethane | R-32 | 75-10-5 | CH2F2 | SG | SG-8582 | Fixed | SD-D58・GHseries | 0～300ppm/0～500ppm/0～1000ppm/0～2000ppm/0～3000ppm/0～5000ppm/0～10000ppm
Diisobutyl ketone | C9H18O | 108-83-8 | C9H18O | HW | HW-6206 | Fixed | SD-2500 | 0～100%LEL | Upper limit of operating temperature of instrument: SD-2500=160℃/SD-2600=200℃/SD-2700：250℃
Diisobutyl ketone | C9H18O | 108-83-8 | C9H18O | HW | HW-6206 | Fixed | SD-2600 | 0～100%LEL | Upper limit of operating temperature of instrument: SD-2500=160℃/SD-2600=200℃/SD-2700：250℃
Diisobutyl ketone | C9H18O | 108-83-8 | C9H18O | HW | HW-6206 | Fixed | SD-2700 | 0～100%LEL | Upper limit of operating temperature of instrument: SD-2500=160℃/SD-2600=200℃/SD-2700：250℃
Diisobutyl ketone | C9H18O | 108-83-8 | C9H18O | HW | HW-6207 | Fixed | GD-A2400 | 0～100%LEL | Upper limit of operating temperature of instrument: GD-A2400=160℃
Diisobutyl ketone | C9H18O | 108-83-8 | C9H18O | HW | HW-6208 | Fixed | SD-2500 | 0～100%LEL | HW-6206 temperature sorted sensor, Upper limit of operating temperature of instrument: SD-2500=160℃/SD-2600=200℃/SD-2700：250℃
Diisobutyl ketone | C9H18O | 108-83-8 | C9H18O | HW | HW-6208 | Fixed | SD-2600 | 0～100%LEL | HW-6206 temperature sorted sensor, Upper limit of operating temperature of instrument: SD-2500=160℃/SD-2600=200℃/SD-2700：250℃
Diisobutyl ketone | C9H18O | 108-83-8 | C9H18O | HW | HW-6208 | Fixed | SD-2700 | 0～100%LEL | HW-6206 temperature sorted sensor, Upper limit of operating temperature of instrument: SD-2500=160℃/SD-2600=200℃/SD-2700：250℃
Diisobutyl ketone | C9H18O | 108-83-8 | C9H18O | HW | HW-6212 | Fixed | GD-A80-70series | 0～100%LEL
Dimethoxydimethylsilane | DMDMOS | 1112-39-6 | C4H12O2Si | SS | SSU-1925 | Fixed | GD-70D+PLUseries | 0‐15ppm | PLU-70 required
Dimethoxydimethylsilane | DMDMOS | 1112-39-6 | C4H12O2Si | SS | SSU-1925 | Fixed | GD-70DG | 0‐15ppm | PLU-70 required
Dimethyl carbonate | C3H6O3 | 616-38-6 | C3H6O3 | RI | DE-3315-2 | Fixed | SD-1RIseries | 0～100%LEL
Dimethyl carbonate | C3H6O3 | 616-38-6 | C3H6O3 | HW | HW-6211 | Fixed | SD-1(TYPE GP)series | ～100%LEL
Dimethyl carbonate | C3H6O3 | 616-38-6 | C3H6O3 | HW | HW-6211 | Fixed | SD-D58(TYPE GP)series | ～100%LEL
Dimethyl carbonate | C3H6O3 | 616-38-6 | C3H6O3 | HW | HW-6211/NC-6211 | Fixed | GD-A80series | ～100%LEL/～42000ppm
Dimethyl carbonate | C3H6O3 | 616-38-6 | C3H6O3 | HW | HW-6211/NC-6211 | Fixed | GD-D58(TYPE GP)series | ～100%LEL/～42000ppm
Dimethyl carbonate | C3H6O3 | 616-38-6 | C3H6O3 | HW | HW-6211/NC-6211 | Fixed | GD-D58(TYPE NC)series | ～100%LEL/～42000ppm
Dimethyl carbonate | C3H6O3 | 616-38-6 | C3H6O3 | HW | HW-6211/NC-6211 | Fixed | SD-1(TYPE NC)series | ～100%LEL/～42000ppm
Dimethyl carbonate | C3H6O3 | 616-38-6 | C3H6O3 | HW | HW-6211/NC-6211 | Fixed | SD-D58(TYPE NC)series | ～100%LEL/～42000ppm
Dimethyl carbonate | C3H6O3 | 616-38-6 | C3H6O3 | HW | HW-6206 | Fixed | SD-2500 | 0～100%LEL | Upper limit of operating temperature of instrument: SD-2500=160℃/SD-2600=200℃/SD-2700：250℃
Dimethyl carbonate | C3H6O3 | 616-38-6 | C3H6O3 | HW | HW-6206 | Fixed | SD-2600 | 0～100%LEL | Upper limit of operating temperature of instrument: SD-2500=160℃/SD-2600=200℃/SD-2700：250℃
Dimethyl carbonate | C3H6O3 | 616-38-6 | C3H6O3 | HW | HW-6206 | Fixed | SD-2700 | 0～100%LEL | Upper limit of operating temperature of instrument: SD-2500=160℃/SD-2600=200℃/SD-2700：250℃
Dimethyl carbonate | C3H6O3 | 616-38-6 | C3H6O3 | HW | HW-6207 | Fixed | GD-A2400 | 0～100%LEL | Upper limit of operating temperature of instrument: GD-A2400=160℃
Dimethyl carbonate | C3H6O3 | 616-38-6 | C3H6O3 | HW | HW-6208 | Fixed | SD-2500 | 0～100%LEL | HW-6206 temperature sorted sensor, Upper limit of operating temperature of instrument: SD-2500=160℃/SD-2600=200℃/SD-2700：250℃
Dimethyl carbonate | C3H6O3 | 616-38-6 | C3H6O3 | HW | HW-6208 | Fixed | SD-2600 | 0～100%LEL | HW-6206 temperature sorted sensor, Upper limit of operating temperature of instrument: SD-2500=160℃/SD-2600=200℃/SD-2700：250℃
Dimethyl carbonate | C3H6O3 | 616-38-6 | C3H6O3 | HW | HW-6208 | Fixed | SD-2700 | 0～100%LEL | HW-6206 temperature sorted sensor, Upper limit of operating temperature of instrument: SD-2500=160℃/SD-2600=200℃/SD-2700：250℃
Dimethyl carbonate | C3H6O3 | 616-38-6 | C3H6O3 | HW | HW-6212 | Fixed | GD-A80-70series | 0～100%LEL
Dimethyl carbonate | C3H6O3 | 616-38-6 | C3H6O3 | SG | SG-8521 | Fixed | GD-A80Vseries | 0～100ppm/0～200ppm/0～300ppm/0～500ppm/0～1000ppm/0～2000ppm/0～3000ppm/0～5000ppm
Dimethyl carbonate | C3H6O3 | 616-38-6 | C3H6O3 | SG | SG-8521 | Fixed | GD-D58・GHseries | 0～100ppm/0～200ppm/0～300ppm/0～500ppm/0～1000ppm/0～2000ppm/0～3000ppm/0～5000ppm
Dimethyl carbonate | C3H6O3 | 616-38-6 | C3H6O3 | SG | SG-8521 | Fixed | SD-1GHseries | 0～100ppm/0～200ppm/0～300ppm/0～500ppm/0～1000ppm/0～2000ppm/0～3000ppm/0～5000ppm
Dimethyl carbonate | C3H6O3 | 616-38-6 | C3H6O3 | SG | SG-8521 | Fixed | SD-D58・GHseries | 0～100ppm/0～200ppm/0～300ppm/0～500ppm/0～1000ppm/0～2000ppm/0～3000ppm/0～5000ppm
Dimethyl ether | DME | 115-10-6 | C2H6O | HW | NC-6215 | Portable | GP-1000(HC/CH4) | 0～100%LEL
Dimethyl ether | DME | 115-10-6 | C2H6O | HW | NC-6307 | Portable | NC-1000(HC/CH4) | 0～10000ppm
Dimethyl ether | DME | 115-10-6 | C2H6O | HW | HW-6211 | Fixed | SD-1(TYPE GP)series | ～100%LEL
Dimethyl ether | DME | 115-10-6 | C2H6O | HW | HW-6211 | Fixed | SD-D58(TYPE GP)series | ～100%LEL
Dimethyl ether | DME | 115-10-6 | C2H6O | HW | HW-6211/NC-6211 | Fixed | GD-A80series | ～100%LEL/～30000ppm
Dimethyl ether | DME | 115-10-6 | C2H6O | HW | HW-6211/NC-6211 | Fixed | GD-D58(TYPE GP)series | ～100%LEL/～30000ppm
Dimethyl ether | DME | 115-10-6 | C2H6O | HW | HW-6211/NC-6211 | Fixed | GD-D58(TYPE NC)series | ～100%LEL/～30000ppm
Dimethyl ether | DME | 115-10-6 | C2H6O | HW | HW-6211/NC-6211 | Fixed | SD-1(TYPE NC)series | ～100%LEL/～30000ppm
Dimethyl ether | DME | 115-10-6 | C2H6O | HW | HW-6211/NC-6211 | Fixed | SD-D58(TYPE NC)series | ～100%LEL/～30000ppm
Dimethyl ether | DME | 115-10-6 | C2H6O | SG | SG-8521 | Fixed | GD-A80Vseries | 0～100ppm/0～200ppm/0～300ppm/0～500ppm/0～1000ppm/0～2000ppm/0～3000ppm/0～5000ppm
Dimethyl ether | DME | 115-10-6 | C2H6O | SG | SG-8521 | Fixed | GD-D58・GHseries | 0～100ppm/0～200ppm/0～300ppm/0～500ppm/0～1000ppm/0～2000ppm/0～3000ppm/0～5000ppm
Dimethyl ether | DME | 115-10-6 | C2H6O | SG | SG-8521 | Fixed | SD-1GHseries | 0～100ppm/0～200ppm/0～300ppm/0～500ppm/0～1000ppm/0～2000ppm/0～3000ppm/0～5000ppm
Dimethyl ether | DME | 115-10-6 | C2H6O | SG | SG-8521 | Fixed | SD-D58・GHseries | 0～100ppm/0～200ppm/0～300ppm/0～500ppm/0～1000ppm/0～2000ppm/0～3000ppm/0～5000ppm
Dimethyl sulfate | C2H6O4S | 77-78-1 | C2H6O4S | SG | SG-8562 | Fixed | GD-A80Vseries | 0～200ppm/0～300ppm/0～500ppm
Dimethyl sulfate | C2H6O4S | 77-78-1 | C2H6O4S | SG | SG-8562 | Fixed | GD-D58・GHseries | 0～200ppm/0～300ppm/0～500ppm
Dimethyl sulfate | C2H6O4S | 77-78-1 | C2H6O4S | SG | SG-8562 | Fixed | SD-1GHseries | 0～200ppm/0～300ppm/0～500ppm
Dimethyl sulfate | C2H6O4S | 77-78-1 | C2H6O4S | SG | SG-8562 | Fixed | SD-D58・GHseries | 0～200ppm/0～300ppm/0～500ppm
Dimethyl sulfoxide | DMSO | 67-68-5 | C2H6OS | SG | SG-8521 | Fixed | GD-A80Vseries | 0～300ppm/0～500ppm/0～1000ppm/0～2000ppm
Dimethyl sulfoxide | DMSO | 67-68-5 | C2H6OS | SG | SG-8521 | Fixed | GD-D58・GHseries | 0～300ppm/0～500ppm/0～1000ppm/0～2000ppm
Dimethyl sulfoxide | DMSO | 67-68-5 | C2H6OS | SG | SG-8521 | Fixed | SD-1GHseries | 0～300ppm/0～500ppm/0～1000ppm/0～2000ppm
Dimethyl sulfoxide | DMSO | 67-68-5 | C2H6OS | SG | SG-8521 | Fixed | SD-D58・GHseries | 0～300ppm/0～500ppm/0～1000ppm/0～2000ppm
Dimethylamine | DMA | 124-40-3 | C2H7N | ES | ESM-23RVM | Portable | SC-8000 | 0.2～15ppm
Dimethylamine | DMA | 124-40-3 | C2H7N | ES | ESU-23RV-EX | Fixed | GD-70Dseries | 0.9～15ppm | Export limited：unable to measure under 6%FS
Dimethylamine | DMA | 124-40-3 | C2H7N | ES | ESU-23RV-EX | Fixed | TP-70D | 0.9～15ppm | Export limited：unable to measure under 6%FS
Dimethylamine | DMA | 124-40-3 | C2H7N | ES | ESU-23RVM-EX | Fixed | GD-70Dseries | 0.9～15ppm | Updated against electrolyte reduction/Export limited：unable to measure under 6%FS
Dimethylamine | DMA | 124-40-3 | C2H7N | ES | ESU-23RVM-EX | Fixed | TP-70D | 0.9～15ppm | Updated against electrolyte reduction/Export limited：unable to measure under 6%FS
Dimethylamine | DMA | 124-40-3 | C2H7N | ES | ESM-23RV | Fixed | GD-K88Aiseries | 0～15ppm
Dimethylamine | DMA | 124-40-3 | C2H7N | ES | ESM-23RV | Fixed | GD-K88Diseries | 0～15ppm
Dimethylamine | DMA | 124-40-3 | C2H7N | ES | ESM-23RVM | Fixed | GD-K88Aiseries | 0.9～15ppm | Updated against electrolyte reduction/Export limited：unable to measure under 6%FS
Dimethylamine | DMA | 124-40-3 | C2H7N | ES | ESM-23RVM | Fixed | GD-K88Diseries | 0.9～15ppm | Updated against electrolyte reduction/Export limited：unable to measure under 6%FS
Dimethylamine | DMA | 124-40-3 | C2H7N | HW | HW-6211 | Fixed | SD-1(TYPE GP)series | ～100%LEL
Dimethylamine | DMA | 124-40-3 | C2H7N | HW | HW-6211 | Fixed | SD-D58(TYPE GP)series | ～100%LEL
Dimethylamine | DMA | 124-40-3 | C2H7N | HW | HW-6211/NC-6211 | Fixed | GD-A80series | ～100%LEL/～28000ppm
Dimethylamine | DMA | 124-40-3 | C2H7N | HW | HW-6211/NC-6211 | Fixed | GD-D58(TYPE GP)series | ～100%LEL/～28000ppm
Dimethylamine | DMA | 124-40-3 | C2H7N | HW | HW-6211/NC-6211 | Fixed | GD-D58(TYPE NC)series | ～100%LEL/～28000ppm
Dimethylamine | DMA | 124-40-3 | C2H7N | HW | HW-6211/NC-6211 | Fixed | SD-1(TYPE NC)series | ～100%LEL/～28000ppm
Dimethylamine | DMA | 124-40-3 | C2H7N | HW | HW-6211/NC-6211 | Fixed | SD-D58(TYPE NC)series | ～100%LEL/～28000ppm
Dimethylamine | DMA | 124-40-3 | C2H7N | SG | SG-8521 | Fixed | GD-A80Vseries | 0～30ppm/0～50ppm/0～100ppm/0～200ppm/0～300ppm
Dimethylamine | DMA | 124-40-3 | C2H7N | SG | SG-8521 | Fixed | GD-D58・GHseries | 0～30ppm/0～50ppm/0～100ppm/0～200ppm/0～300ppm
Dimethylamine | DMA | 124-40-3 | C2H7N | SG | SG-8521 | Fixed | SD-1GHseries | 0～30ppm/0～50ppm/0～100ppm/0～200ppm/0～300ppm
Dimethylamine | DMA | 124-40-3 | C2H7N | SG | SG-8521 | Fixed | SD-D58・GHseries | 0～30ppm/0～50ppm/0～100ppm/0～200ppm/0～300ppm
Dimethylamine | DMA | 124-40-3 | C2H7N | SG | SG-8562 | Fixed | GD-A80Vseries | 0～30ppm/0～50ppm/0～100ppm/0～200ppm/0～300ppm/0～500ppm | Standard sensor: SG-8521
Dimethylamine | DMA | 124-40-3 | C2H7N | SG | SG-8562 | Fixed | GD-D58・GHseries | 0～30ppm/0～50ppm/0～100ppm/0～200ppm/0～300ppm/0～500ppm | Standard sensor: SG-8521
Dimethylamine | DMA | 124-40-3 | C2H7N | SG | SG-8562 | Fixed | SD-1GHseries | 0～30ppm/0～50ppm/0～100ppm/0～200ppm/0～300ppm/0～500ppm | Standard sensor: SG-8521
Dimethylamine | DMA | 124-40-3 | C2H7N | SG | SG-8562 | Fixed | SD-D58・GHseries | 0～30ppm/0～50ppm/0～100ppm/0～200ppm/0～300ppm/0～500ppm | Standard sensor: SG-8521
Dimethylaminopropylamine | DMAPA | 109-55-7 | C5H14N2 | HW | HW-6211 | Fixed | SD-1(TYPE GP)series | ～100%LEL
Dimethylaminopropylamine | DMAPA | 109-55-7 | C5H14N2 | HW | HW-6211 | Fixed | SD-D58(TYPE GP)series | ～100%LEL
Dimethylaminopropylamine | DMAPA | 109-55-7 | C5H14N2 | HW | HW-6211/NC-6211 | Fixed | GD-A80series | ～100%LEL/～23000ppm
Dimethylaminopropylamine | DMAPA | 109-55-7 | C5H14N2 | HW | HW-6211/NC-6211 | Fixed | GD-D58(TYPE GP)series | ～100%LEL/～23000ppm
Dimethylaminopropylamine | DMAPA | 109-55-7 | C5H14N2 | HW | HW-6211/NC-6211 | Fixed | GD-D58(TYPE NC)series | ～100%LEL/～23000ppm
Dimethylaminopropylamine | DMAPA | 109-55-7 | C5H14N2 | HW | HW-6211/NC-6211 | Fixed | SD-1(TYPE NC)series | ～100%LEL/～23000ppm
Dimethylaminopropylamine | DMAPA | 109-55-7 | C5H14N2 | HW | HW-6211/NC-6211 | Fixed | SD-D58(TYPE NC)series | ～100%LEL/～23000ppm
Dimethylformamide | DMF | 68-12-2 | C3H7NO | SG | SGU-8563 | Fixed | GD-70Dseries | 0～50ppm
Dimethylformamide | DMF | 68-12-2 | C3H7NO | SG | SGU-8563 | Fixed | TP-70D | 0～50ppm
Dimethylformamide | DMF | 68-12-2 | C3H7NO | HW | NC-6211 | Fixed | GD-A80series | ～50%LEL/～9000ppm
Dimethylformamide | DMF | 68-12-2 | C3H7NO | HW | NC-6211 | Fixed | GD-D58(TYPE GP)series | ～50%LEL/～9000ppm
Dimethylformamide | DMF | 68-12-2 | C3H7NO | HW | NC-6211 | Fixed | GD-D58(TYPE NC)series | ～50%LEL/～9000ppm
Dimethylformamide | DMF | 68-12-2 | C3H7NO | HW | NC-6211 | Fixed | SD-1(TYPE NC)series | ～50%LEL/～9000ppm
Dimethylformamide | DMF | 68-12-2 | C3H7NO | HW | NC-6211 | Fixed | SD-D58(TYPE NC)series | ～50%LEL/～9000ppm
Dimethylformamide | DMF | 68-12-2 | C3H7NO | HW | HW-6206 | Fixed | SD-2500 | 0～100%LEL | Upper limit of operating temperature of instrument: SD-2500=160℃/SD-2600=200℃/SD-2700：250℃
Dimethylformamide | DMF | 68-12-2 | C3H7NO | HW | HW-6206 | Fixed | SD-2600 | 0～100%LEL | Upper limit of operating temperature of instrument: SD-2500=160℃/SD-2600=200℃/SD-2700：250℃
Dimethylformamide | DMF | 68-12-2 | C3H7NO | HW | HW-6206 | Fixed | SD-2700 | 0～100%LEL | Upper limit of operating temperature of instrument: SD-2500=160℃/SD-2600=200℃/SD-2700：250℃
Dimethylformamide | DMF | 68-12-2 | C3H7NO | HW | HW-6207 | Fixed | GD-A2400 | 0～100%LEL | Upper limit of operating temperature of instrument: GD-A2400=160℃
Dimethylformamide | DMF | 68-12-2 | C3H7NO | HW | HW-6208 | Fixed | SD-2500 | 0～100%LEL | HW-6206 temperature sorted sensor, Upper limit of operating temperature of instrument: SD-2500=160℃/SD-2600=200℃/SD-2700：250℃
Dimethylformamide | DMF | 68-12-2 | C3H7NO | HW | HW-6208 | Fixed | SD-2600 | 0～100%LEL | HW-6206 temperature sorted sensor, Upper limit of operating temperature of instrument: SD-2500=160℃/SD-2600=200℃/SD-2700：250℃
Dimethylformamide | DMF | 68-12-2 | C3H7NO | HW | HW-6208 | Fixed | SD-2700 | 0～100%LEL | HW-6206 temperature sorted sensor, Upper limit of operating temperature of instrument: SD-2500=160℃/SD-2600=200℃/SD-2700：250℃
Dimethylformamide | DMF | 68-12-2 | C3H7NO | HW | HW-6212 | Fixed | GD-A80-70series | 0～100%LEL
Dimethylformamide | DMF | 68-12-2 | C3H7NO | SG | SG-8521 | Fixed | GD-A80Vseries | 0～50ppm/0～100ppm/0～200ppm/0～300ppm/0～500ppm/0～1000ppm/0～2000ppm | Standard sensor: SG-8563
Dimethylformamide | DMF | 68-12-2 | C3H7NO | SG | SG-8521 | Fixed | GD-D58・GHseries | 0～50ppm/0～100ppm/0～200ppm/0～300ppm/0～500ppm/0～1000ppm/0～2000ppm | Standard sensor: SG-8563
Dimethylformamide | DMF | 68-12-2 | C3H7NO | SG | SG-8521 | Fixed | SD-1GHseries | 0～50ppm/0～100ppm/0～200ppm/0～300ppm/0～500ppm/0～1000ppm/0～2000ppm | Standard sensor: SG-8563
Dimethylformamide | DMF | 68-12-2 | C3H7NO | SG | SG-8521 | Fixed | SD-D58・GHseries | 0～50ppm/0～100ppm/0～200ppm/0～300ppm/0～500ppm/0～1000ppm/0～2000ppm | Standard sensor: SG-8563
Dimethylformamide | DMF | 68-12-2 | C3H7NO | SG | SG-8563 | Fixed | GD-A80Vseries | 0～50ppm/0～100ppm/0～200ppm/0～300ppm/0～500ppm/0～1000ppm/0～2000ppm
Dimethylformamide | DMF | 68-12-2 | C3H7NO | SG | SG-8563 | Fixed | GD-D58・GHseries | 0～50ppm/0～100ppm/0～200ppm/0～300ppm/0～500ppm/0～1000ppm/0～2000ppm
Dimethylformamide | DMF | 68-12-2 | C3H7NO | SG | SG-8563 | Fixed | SD-1GHseries | 0～50ppm/0～100ppm/0～200ppm/0～300ppm/0～500ppm/0～1000ppm/0～2000ppm
Dimethylformamide | DMF | 68-12-2 | C3H7NO | SG | SG-8563 | Fixed | SD-D58・GHseries | 0～50ppm/0～100ppm/0～200ppm/0～300ppm/0～500ppm/0～1000ppm/0～2000ppm
Dioxane | C4H8O2 | 123-91-1 | C4H8O2 | HW | HW-6211 | Fixed | SD-1(TYPE GP)series | ～100%LEL
Dioxane | C4H8O2 | 123-91-1 | C4H8O2 | HW | HW-6211 | Fixed | SD-D58(TYPE GP)series | ～100%LEL
Dioxane | C4H8O2 | 123-91-1 | C4H8O2 | HW | HW-6211/NC-6211 | Fixed | GD-A80series | ～100%LEL/～19000ppm
Dioxane | C4H8O2 | 123-91-1 | C4H8O2 | HW | HW-6211/NC-6211 | Fixed | GD-D58(TYPE GP)series | ～100%LEL/～19000ppm
Dioxane | C4H8O2 | 123-91-1 | C4H8O2 | HW | HW-6211/NC-6211 | Fixed | GD-D58(TYPE NC)series | ～100%LEL/～19000ppm
Dioxane | C4H8O2 | 123-91-1 | C4H8O2 | HW | HW-6211/NC-6211 | Fixed | SD-1(TYPE NC)series | ～100%LEL/～19000ppm
Dioxane | C4H8O2 | 123-91-1 | C4H8O2 | HW | HW-6211/NC-6211 | Fixed | SD-D58(TYPE NC)series | ～100%LEL/～19000ppm
Dioxane | C4H8O2 | 123-91-1 | C4H8O2 | SG | SG-8511 | Fixed | GD-A80Vseries | 0～1000ppm/0～2000ppm/0～3000ppm/0～5000ppm
Dioxane | C4H8O2 | 123-91-1 | C4H8O2 | SG | SG-8511 | Fixed | GD-D58・GHseries | 0～1000ppm/0～2000ppm/0～3000ppm/0～5000ppm
Dioxane | C4H8O2 | 123-91-1 | C4H8O2 | SG | SG-8511 | Fixed | SD-1GHseries | 0～1000ppm/0～2000ppm/0～3000ppm/0～5000ppm
Dioxane | C4H8O2 | 123-91-1 | C4H8O2 | SG | SG-8511 | Fixed | SD-D58・GHseries | 0～1000ppm/0～2000ppm/0～3000ppm/0～5000ppm
Dioxane | C4H8O2 | 123-91-1 | C4H8O2 | SG | SG-8521 | Fixed | GD-A80Vseries | 0～50ppm/0～100ppm/0～200ppm/0～300ppm/0～500ppm
Dioxane | C4H8O2 | 123-91-1 | C4H8O2 | SG | SG-8521 | Fixed | GD-D58・GHseries | 0～50ppm/0～100ppm/0～200ppm/0～300ppm/0～500ppm
Dioxane | C4H8O2 | 123-91-1 | C4H8O2 | SG | SG-8521 | Fixed | SD-1GHseries | 0～50ppm/0～100ppm/0～200ppm/0～300ppm/0～500ppm
Dioxane | C4H8O2 | 123-91-1 | C4H8O2 | SG | SG-8521 | Fixed | SD-D58・GHseries | 0～50ppm/0～100ppm/0～200ppm/0～300ppm/0～500ppm
Disilane | Si2H6 | 1590-87-0 | Si2H6 | ES | ESM-23DH | Portable | SC-8000 | 0～15ppm
Disilane | Si2H6 | 1590-87-0 | Si2H6 | ES | ESU-23AH | Fixed | GD-70Dseries | 0～15ppm
Disilane | Si2H6 | 1590-87-0 | Si2H6 | ES | ESU-23AH | Fixed | TP-70D | 0～15ppm
Disilane | Si2H6 | 1590-87-0 | Si2H6 | ES | ESU-23DH | Fixed | GD-70Dseries | 0～15ppm
Disilane | Si2H6 | 1590-87-0 | Si2H6 | ES | ESU-23DH | Fixed | TP-70D | 0～15ppm
Disilane | Si2H6 | 1590-87-0 | Si2H6 | ES | ESM-23AH | Fixed | GD-K88Aiseries | 0～15ppm
Disilane | Si2H6 | 1590-87-0 | Si2H6 | ES | ESM-23AH | Fixed | GD-K88Diseries | 0～15ppm
Disilane | Si2H6 | 1590-87-0 | Si2H6 | ES | ESM-23DH | Fixed | GD-K88Aiseries | 0～15ppm
Disilane | Si2H6 | 1590-87-0 | Si2H6 | ES | ESM-23DH | Fixed | GD-K88Diseries | 0～15ppm
Divinyl benzene | DVB | 1321-74-0 | C10H10 | SG | SG-8521 | Fixed | GD-A80Vseries | 0～300ppm/0～500ppm/0～1000ppm
Divinyl benzene | DVB | 1321-74-0 | C10H10 | SG | SG-8521 | Fixed | GD-D58・GHseries | 0～300ppm/0～500ppm/0～1000ppm
Divinyl benzene | DVB | 1321-74-0 | C10H10 | SG | SG-8521 | Fixed | SD-1GHseries | 0～300ppm/0～500ppm/0～1000ppm
Divinyl benzene | DVB | 1321-74-0 | C10H10 | SG | SG-8521 | Fixed | SD-D58・GHseries | 0～300ppm/0～500ppm/0～1000ppm
Dodecane | C12H26 | 112-40-3 | C12H26 | HW | HW-6206 | Fixed | SD-2500 | 0～100%LEL | Upper limit of operating temperature of instrument: SD-2500=160℃/SD-2600=200℃/SD-2700：250℃
Dodecane | C12H26 | 112-40-3 | C12H26 | HW | HW-6206 | Fixed | SD-2600 | 0～100%LEL | Upper limit of operating temperature of instrument: SD-2500=160℃/SD-2600=200℃/SD-2700：250℃
Dodecane | C12H26 | 112-40-3 | C12H26 | HW | HW-6206 | Fixed | SD-2700 | 0～100%LEL | Upper limit of operating temperature of instrument: SD-2500=160℃/SD-2600=200℃/SD-2700：250℃
Dodecane | C12H26 | 112-40-3 | C12H26 | HW | HW-6207 | Fixed | GD-A2400 | 0～100%LEL | Upper limit of operating temperature of instrument: GD-A2400=160℃
Dodecane | C12H26 | 112-40-3 | C12H26 | HW | HW-6208 | Fixed | SD-2500 | 0～100%LEL | HW-6206 temperature sorted sensor, Upper limit of operating temperature of instrument: SD-2500=160℃/SD-2600=200℃/SD-2700：250℃
Dodecane | C12H26 | 112-40-3 | C12H26 | HW | HW-6208 | Fixed | SD-2600 | 0～100%LEL | HW-6206 temperature sorted sensor, Upper limit of operating temperature of instrument: SD-2500=160℃/SD-2600=200℃/SD-2700：250℃
Dodecane | C12H26 | 112-40-3 | C12H26 | HW | HW-6208 | Fixed | SD-2700 | 0～100%LEL | HW-6206 temperature sorted sensor, Upper limit of operating temperature of instrument: SD-2500=160℃/SD-2600=200℃/SD-2700：250℃
Dodecane | C12H26 | 112-40-3 | C12H26 | HW | HW-6212 | Fixed | GD-A80-70series | 0～100%LEL
Dodecane | C12H26 | 112-40-3 | C12H26 | SG | SG-8521 | Fixed | GD-A80Vseries | 0～50ppm/0～100ppm/0～200ppm/0～300ppm
Dodecane | C12H26 | 112-40-3 | C12H26 | SG | SG-8521 | Fixed | GD-D58・GHseries | 0～50ppm/0～100ppm/0～200ppm/0～300ppm
Dodecane | C12H26 | 112-40-3 | C12H26 | SG | SG-8521 | Fixed | SD-1GHseries | 0～50ppm/0～100ppm/0～200ppm/0～300ppm
Dodecane | C12H26 | 112-40-3 | C12H26 | SG | SG-8521 | Fixed | SD-D58・GHseries | 0～50ppm/0～100ppm/0～200ppm/0～300ppm
Epichlorohydrin | C3H5OCL | 106-89-8 | C3H5OCL | SG | SG-8523 | Fixed | GD-A80Vseries | 0～100ppm/0～200ppm/0～300ppm/0～500ppm/0～1000ppm/0～2000ppm/0～3000ppm
Epichlorohydrin | C3H5OCL | 106-89-8 | C3H5OCL | SG | SG-8523 | Fixed | GD-D58・GHseries | 0～100ppm/0～200ppm/0～300ppm/0～500ppm/0～1000ppm/0～2000ppm/0～3000ppm
Epichlorohydrin | C3H5OCL | 106-89-8 | C3H5OCL | SG | SG-8523 | Fixed | SD-1GHseries | 0～100ppm/0～200ppm/0～300ppm/0～500ppm/0～1000ppm/0～2000ppm/0～3000ppm
Epichlorohydrin | C3H5OCL | 106-89-8 | C3H5OCL | SG | SG-8523 | Fixed | SD-D58・GHseries | 0～100ppm/0～200ppm/0～300ppm/0～500ppm/0～1000ppm/0～2000ppm/0～3000ppm
Ethane | C2H6 | 74-84-0 | C2H6 | HW | NC-6215 | Portable | GP-1000(CH4) | 0～100%LEL
Ethane | C2H6 | 74-84-0 | C2H6 | HW | NC-6307 | Portable | NC-1000(CH4) | 0～10000ppm
Ethane | C2H6 | 74-84-0 | C2H6 | SH | SH-8661 | Portable | SP-220(TYPE H2) | 0～10000ppm
Ethane | C2H6 | 74-84-0 | C2H6 | SG | SGU-8521 | Fixed | GD-70Dseries | 0～2000ppm
Ethane | C2H6 | 74-84-0 | C2H6 | SG | SGU-8521 | Fixed | TP-70D | 0～2000ppm
Ethane | C2H6 | 74-84-0 | C2H6 | HW | NCU‐6211 | Fixed | GD-70Dseries | 0～100%LEL | Confirm that GD-70D is non-explosion proof
Ethane | C2H6 | 74-84-0 | C2H6 | HW | NCU‐6211 | Fixed | TP-70D | 0～100%LEL | Confirm that GD-70D is non-explosion proof
Ethane | C2H6 | 74-84-0 | C2H6 | RI | DE-3315-2 | Fixed | SD-1RIseries | 0～100%LEL
Ethane | C2H6 | 74-84-0 | C2H6 | HW | HW-6211 | Fixed | SD-1(TYPE GP)series | ～100%LEL
Ethane | C2H6 | 74-84-0 | C2H6 | HW | HW-6211 | Fixed | SD-D58(TYPE GP)series | ～100%LEL
Ethane | C2H6 | 74-84-0 | C2H6 | HW | HW-6211/NC-6211 | Fixed | GD-A80series | ～100%LEL/～30000ppm
Ethane | C2H6 | 74-84-0 | C2H6 | HW | HW-6211/NC-6211 | Fixed | GD-D58(TYPE GP)series | ～100%LEL/～30000ppm
Ethane | C2H6 | 74-84-0 | C2H6 | HW | HW-6211/NC-6211 | Fixed | GD-D58(TYPE NC)series | ～100%LEL/～30000ppm
Ethane | C2H6 | 74-84-0 | C2H6 | HW | HW-6211/NC-6211 | Fixed | SD-1(TYPE NC)series | ～100%LEL/～30000ppm
Ethane | C2H6 | 74-84-0 | C2H6 | HW | HW-6211/NC-6211 | Fixed | SD-D58(TYPE NC)series | ～100%LEL/～30000ppm
Ethane | C2H6 | 74-84-0 | C2H6 | HW | HW-6239 | Fixed | GD-A80-70series | 0～100%LEL
Ethane | C2H6 | 74-84-0 | C2H6 | HW | HW-6239 | Fixed | SD-1(TYPE GP)series | 0～100%LEL
Ethane | C2H6 | 74-84-0 | C2H6 | HW | HW-6239 | Fixed | SD-D58(TYPE GP)series | 0～100%LEL
Ethane | C2H6 | 74-84-0 | C2H6 | HW | HW-6239/NC-6239 | Fixed | GD-A80series | 0～100%LEL/0～30000ppm
Ethane | C2H6 | 74-84-0 | C2H6 | HW | HW-6239/NC-6239 | Fixed | GD-D58(TYPE GP)series | 0～100%LEL/0～30000ppm
Ethane | C2H6 | 74-84-0 | C2H6 | HW | HW-6239/NC-6239 | Fixed | GD-D58(TYPE NC)series | 0～100%LEL/0～30000ppm
Ethane | C2H6 | 74-84-0 | C2H6 | HW | HW-6239/NC-6239 | Fixed | SD-1(TYPE NC)series | 0～100%LEL/0～30000ppm
Ethane | C2H6 | 74-84-0 | C2H6 | HW | HW-6239/NC-6239 | Fixed | SD-D58(TYPE NC)series | 0～100%LEL/0～30000ppm
Ethane | C2H6 | 74-84-0 | C2H6 | SG | SG-8521 | Fixed | GD-A80Vseries | 0～1000ppm/0～2000ppm/0～2500ppm/0～3000ppm/0～5000ppm/0～10000ppm
Ethane | C2H6 | 74-84-0 | C2H6 | SG | SG-8521 | Fixed | GD-D58・GHseries | 0～1000ppm/0～2000ppm/0～2500ppm/0～3000ppm/0～5000ppm/0～10000ppm
Ethane | C2H6 | 74-84-0 | C2H6 | SG | SG-8521 | Fixed | SD-1GHseries | 0～1000ppm/0～2000ppm/0～2500ppm/0～3000ppm/0～5000ppm/0～10000ppm
Ethane | C2H6 | 74-84-0 | C2H6 | SG | SG-8521 | Fixed | SD-D58・GHseries | 0～1000ppm/0～2000ppm/0～2500ppm/0～3000ppm/0～5000ppm/0～10000ppm
Ethane | C2H6 | 74-84-0 | C2H6 | SG | SG-8582 | Fixed | GD-A80Vseries | 0～500ppm/0～1000ppm/0～2000ppm
Ethane | C2H6 | 74-84-0 | C2H6 | SG | SG-8582 | Fixed | GD-D58・GHseries | 0～500ppm/0～1000ppm/0～2000ppm
Ethane | C2H6 | 74-84-0 | C2H6 | SG | SG-8582 | Fixed | SD-1GHseries | 0～500ppm/0～1000ppm/0～2000ppm
Ethane | C2H6 | 74-84-0 | C2H6 | SG | SG-8582 | Fixed | SD-D58・GHseries | 0～500ppm/0～1000ppm/0～2000ppm
Ethanol | C2H5OH | 64-17-5 | C2H6O | HW | NC-6215 | Portable | GP-1000(HC/CH4) | 0～100%LEL
Ethanol | C2H5OH | 64-17-5 | C2H6O | HW | NC-6307 | Portable | NC-1000(HC/CH4) | 0～10000ppm
Ethanol | C2H5OH | 64-17-5 | C2H6O | SH | SH-8662 | Portable | SP-220(TYPE SC) | 0～10ppm
Ethanol | C2H5OH | 64-17-5 | C2H6O | SG | SGU-8521 | Fixed | GD-70Dseries | 0～2000ppm
Ethanol | C2H5OH | 64-17-5 | C2H6O | SG | SGU-8521 | Fixed | TP-70D | 0～2000ppm
Ethanol | C2H5OH | 64-17-5 | C2H6O | HW | NCU‐6211 | Fixed | GD-70Dseries | 0～100%LEL | Confirm that GD-70D is non-explosion proof
Ethanol | C2H5OH | 64-17-5 | C2H6O | HW | NCU‐6211 | Fixed | TP-70D | 0～100%LEL | Confirm that GD-70D is non-explosion proof
Ethanol | C2H5OH | 64-17-5 | C2H6O | RI | DE-3315-2 | Fixed | SD-1RIseries | 0～100%LEL
Ethanol | C2H5OH | 64-17-5 | C2H6O | HW | HW-6211 | Fixed | SD-1(TYPE GP)series | ～100%LEL
Ethanol | C2H5OH | 64-17-5 | C2H6O | HW | HW-6211 | Fixed | SD-D58(TYPE GP)series | ～100%LEL
Ethanol | C2H5OH | 64-17-5 | C2H6O | HW | HW-6211/NC-6211 | Fixed | GD-A80series | ～100%LEL/～330000ppm
Ethanol | C2H5OH | 64-17-5 | C2H6O | HW | HW-6211/NC-6211 | Fixed | GD-D58(TYPE GP)series | ～100%LEL/～330000ppm
Ethanol | C2H5OH | 64-17-5 | C2H6O | HW | HW-6211/NC-6211 | Fixed | GD-D58(TYPE NC)series | ～100%LEL/～330000ppm
Ethanol | C2H5OH | 64-17-5 | C2H6O | HW | HW-6211/NC-6211 | Fixed | SD-1(TYPE NC)series | ～100%LEL/～330000ppm
Ethanol | C2H5OH | 64-17-5 | C2H6O | HW | HW-6211/NC-6211 | Fixed | SD-D58(TYPE NC)series | ～100%LEL/～330000ppm
Ethanol | C2H5OH | 64-17-5 | C2H6O | HW | HW-6213/NC-6213 | Fixed | GD-A80series | 0～100%LEL/0～33000ppm
Ethanol | C2H5OH | 64-17-5 | C2H6O | HW | HW-6213/NC-6213 | Fixed | GD-D58(TYPE GP)series | 0～100%LEL/0～33000ppm
Ethanol | C2H5OH | 64-17-5 | C2H6O | HW | HW-6213/NC-6213 | Fixed | GD-D58(TYPE NC)series | 0～100%LEL/0～33000ppm
Ethanol | C2H5OH | 64-17-5 | C2H6O | HW | NC-6250 | Fixed | GD-A80series | 0～100%LEL/0～33000ppm
Ethanol | C2H5OH | 64-17-5 | C2H6O | HW | NC-6250 | Fixed | GD-D58(TYPE NC)series | 0～100%LEL/0～33000ppm
Ethanol | C2H5OH | 64-17-5 | C2H6O | HW | HW-6206 | Fixed | SD-2500 | 0～100%LEL | Upper limit of operating temperature of instrument: SD-2500=160℃/SD-2600=200℃/SD-2700：250℃
Ethanol | C2H5OH | 64-17-5 | C2H6O | HW | HW-6206 | Fixed | SD-2600 | 0～100%LEL | Upper limit of operating temperature of instrument: SD-2500=160℃/SD-2600=200℃/SD-2700：250℃
Ethanol | C2H5OH | 64-17-5 | C2H6O | HW | HW-6206 | Fixed | SD-2700 | 0～100%LEL | Upper limit of operating temperature of instrument: SD-2500=160℃/SD-2600=200℃/SD-2700：250℃
Ethanol | C2H5OH | 64-17-5 | C2H6O | HW | HW-6207 | Fixed | GD-A2400 | 0～100%LEL | Upper limit of operating temperature of instrument: GD-A2400=160℃
Ethanol | C2H5OH | 64-17-5 | C2H6O | HW | HW-6208 | Fixed | SD-2500 | 0～100%LEL | HW-6206 temperature sorted sensor, Upper limit of operating temperature of instrument: SD-2500=160℃/SD-2600=200℃/SD-2700：250℃
Ethanol | C2H5OH | 64-17-5 | C2H6O | HW | HW-6208 | Fixed | SD-2600 | 0～100%LEL | HW-6206 temperature sorted sensor, Upper limit of operating temperature of instrument: SD-2500=160℃/SD-2600=200℃/SD-2700：250℃
Ethanol | C2H5OH | 64-17-5 | C2H6O | HW | HW-6208 | Fixed | SD-2700 | 0～100%LEL | HW-6206 temperature sorted sensor, Upper limit of operating temperature of instrument: SD-2500=160℃/SD-2600=200℃/SD-2700：250℃
Ethanol | C2H5OH | 64-17-5 | C2H6O | HW | HW-6212 | Fixed | GD-A80-70series | 0～100%LEL
Ethanol | C2H5OH | 64-17-5 | C2H6O | SG | SG-8521 | Fixed | GD-A80Vseries | ★0～30ppm/★0～50ppm/0～100ppm/0～200ppm/0～300ppm/0～500ppm/0～1000ppm/0～2000ppm/◆0～3000ppm | ★Range easily affected by environmental conditions and other, ◆Accuracy near the F.S. concentration range is likely to deteriorate
Ethanol | C2H5OH | 64-17-5 | C2H6O | SG | SG-8521 | Fixed | GD-D58・GHseries | ★0～30ppm/★0～50ppm/0～100ppm/0～200ppm/0～300ppm/0～500ppm/0～1000ppm/0～2000ppm/◆0～3000ppm | ★Range easily affected by environmental conditions and other, ◆Accuracy near the F.S. concentration range is likely to deteriorate
Ethanol | C2H5OH | 64-17-5 | C2H6O | SG | SG-8521 | Fixed | SD-1GHseries | ★0～30ppm/★0～50ppm/0～100ppm/0～200ppm/0～300ppm/0～500ppm/0～1000ppm/0～2000ppm/◆0～3000ppm | ★Range easily affected by environmental conditions and other, ◆Accuracy near the F.S. concentration range is likely to deteriorate
Ethanol | C2H5OH | 64-17-5 | C2H6O | SG | SG-8521 | Fixed | SD-D58・GHseries | ★0～30ppm/★0～50ppm/0～100ppm/0～200ppm/0～300ppm/0～500ppm/0～1000ppm/0～2000ppm/◆0～3000ppm | ★Range easily affected by environmental conditions and other, ◆Accuracy near the F.S. concentration range is likely to deteriorate
Ethanol | C2H5OH | 64-17-5 | C2H6O | SG | SG-8565 | Fixed | GD-A80Vseries | 0～200ppm/0～300ppm/0～500ppm/0～1000ppm/0～2000ppm/0～3000ppm/0～4000ppm/0～5000ppm
Ethanol | C2H5OH | 64-17-5 | C2H6O | SG | SG-8565 | Fixed | GD-D58・GHseries | 0～200ppm/0～300ppm/0～500ppm/0～1000ppm/0～2000ppm/0～3000ppm/0～4000ppm/0～5000ppm
Ethanol | C2H5OH | 64-17-5 | C2H6O | SG | SG-8565 | Fixed | SD-1GHseries | 0～200ppm/0～300ppm/0～500ppm/0～1000ppm/0～2000ppm/0～3000ppm/0～4000ppm/0～5000ppm
Ethanol | C2H5OH | 64-17-5 | C2H6O | SG | SG-8565 | Fixed | SD-D58・GHseries | 0～200ppm/0～300ppm/0～500ppm/0～1000ppm/0～2000ppm/0～3000ppm/0～4000ppm/0～5000ppm
Ethanolamine | C2H7NO | 141-43-5 | C2H7NO | HW | HW-6206 | Fixed | SD-2500 | 0～100%LEL | Upper limit of operating temperature of instrument: SD-2500=160℃/SD-2600=200℃/SD-2700：250℃
Ethanolamine | C2H7NO | 141-43-5 | C2H7NO | HW | HW-6206 | Fixed | SD-2600 | 0～100%LEL | Upper limit of operating temperature of instrument: SD-2500=160℃/SD-2600=200℃/SD-2700：250℃
Ethanolamine | C2H7NO | 141-43-5 | C2H7NO | HW | HW-6206 | Fixed | SD-2700 | 0～100%LEL | Upper limit of operating temperature of instrument: SD-2500=160℃/SD-2600=200℃/SD-2700：250℃
Ethanolamine | C2H7NO | 141-43-5 | C2H7NO | HW | HW-6207 | Fixed | GD-A2400 | 0～100%LEL | Upper limit of operating temperature of instrument: GD-A2400=160℃
Ethanolamine | C2H7NO | 141-43-5 | C2H7NO | HW | HW-6208 | Fixed | SD-2500 | 0～100%LEL | HW-6206 temperature sorted sensor, Upper limit of operating temperature of instrument: SD-2500=160℃/SD-2600=200℃/SD-2700：250℃
Ethanolamine | C2H7NO | 141-43-5 | C2H7NO | HW | HW-6208 | Fixed | SD-2600 | 0～100%LEL | HW-6206 temperature sorted sensor, Upper limit of operating temperature of instrument: SD-2500=160℃/SD-2600=200℃/SD-2700：250℃
Ethanolamine | C2H7NO | 141-43-5 | C2H7NO | HW | HW-6208 | Fixed | SD-2700 | 0～100%LEL | HW-6206 temperature sorted sensor, Upper limit of operating temperature of instrument: SD-2500=160℃/SD-2600=200℃/SD-2700：250℃
Ethanolamine | C2H7NO | 141-43-5 | C2H7NO | HW | HW-6212 | Fixed | GD-A80-70series | 0～100%LEL
Ethanolamine | C2H7NO | 141-43-5 | C2H7NO | SG | SG-8562 | Fixed | GD-A80Vseries | 0～100ppm/0～200ppm
Ethanolamine | C2H7NO | 141-43-5 | C2H7NO | SG | SG-8562 | Fixed | GD-D58・GHseries | 0～100ppm/0～200ppm
Ethanolamine | C2H7NO | 141-43-5 | C2H7NO | SG | SG-8562 | Fixed | SD-1GHseries | 0～100ppm/0～200ppm
Ethanolamine | C2H7NO | 141-43-5 | C2H7NO | SG | SG-8562 | Fixed | SD-D58・GHseries | 0～100ppm/0～200ppm
Ethyl 3-Ethoxypropionate | EtEP | 763-69-9 | C7H14O3 | SG | SG-8521 | Fixed | GD-A80Vseries | 0～200ppm/0～300ppm/0～500ppm/0～1000ppm/0～2000ppm
Ethyl 3-Ethoxypropionate | EtEP | 763-69-9 | C7H14O3 | SG | SG-8521 | Fixed | GD-D58・GHseries | 0～200ppm/0～300ppm/0～500ppm/0～1000ppm/0～2000ppm
Ethyl 3-Ethoxypropionate | EtEP | 763-69-9 | C7H14O3 | SG | SG-8521 | Fixed | SD-1GHseries | 0～200ppm/0～300ppm/0～500ppm/0～1000ppm/0～2000ppm
Ethyl 3-Ethoxypropionate | EtEP | 763-69-9 | C7H14O3 | SG | SG-8521 | Fixed | SD-D58・GHseries | 0～200ppm/0～300ppm/0～500ppm/0～1000ppm/0～2000ppm
Ethyl Acetate | EtAc | 141-78-6 | C4H8O2 | HW | NC-6215 | Portable | GP-1000(HC/CH4) | 0～100%LEL
Ethyl Acetate | EtAc | 141-78-6 | C4H8O2 | HW | NC-6307 | Portable | NC-1000(HC/CH4) | 0～10000ppm
Ethyl Acetate | EtAc | 141-78-6 | C4H8O2 | SG | SGU-8511 | Fixed | GD-70Dseries | 0～2000ppm
Ethyl Acetate | EtAc | 141-78-6 | C4H8O2 | SG | SGU-8511 | Fixed | TP-70D | 0～2000ppm
Ethyl Acetate | EtAc | 141-78-6 | C4H8O2 | RI | DE-3315-2 | Fixed | SD-1RIseries | 0～100%LEL
Ethyl Acetate | EtAc | 141-78-6 | C4H8O2 | HW | HW-6211 | Fixed | SD-1(TYPE GP)series | ～100%LEL
Ethyl Acetate | EtAc | 141-78-6 | C4H8O2 | HW | HW-6211 | Fixed | SD-D58(TYPE GP)series | ～100%LEL
Ethyl Acetate | EtAc | 141-78-6 | C4H8O2 | HW | HW-6211/NC-6211 | Fixed | GD-A80series | ～100%LEL/～21000ppm
Ethyl Acetate | EtAc | 141-78-6 | C4H8O2 | HW | HW-6211/NC-6211 | Fixed | GD-D58(TYPE GP)series | ～100%LEL/～21000ppm
Ethyl Acetate | EtAc | 141-78-6 | C4H8O2 | HW | HW-6211/NC-6211 | Fixed | GD-D58(TYPE NC)series | ～100%LEL/～21000ppm
Ethyl Acetate | EtAc | 141-78-6 | C4H8O2 | HW | HW-6211/NC-6211 | Fixed | SD-1(TYPE NC)series | ～100%LEL/～21000ppm
Ethyl Acetate | EtAc | 141-78-6 | C4H8O2 | HW | HW-6211/NC-6211 | Fixed | SD-D58(TYPE NC)series | ～100%LEL/～21000ppm
Ethyl Acetate | EtAc | 141-78-6 | C4H8O2 | HW | HW-6206 | Fixed | SD-2500 | 0～100%LEL | Upper limit of operating temperature of instrument: SD-2500=160℃/SD-2600=200℃/SD-2700：250℃
Ethyl Acetate | EtAc | 141-78-6 | C4H8O2 | HW | HW-6206 | Fixed | SD-2600 | 0～100%LEL | Upper limit of operating temperature of instrument: SD-2500=160℃/SD-2600=200℃/SD-2700：250℃
Ethyl Acetate | EtAc | 141-78-6 | C4H8O2 | HW | HW-6206 | Fixed | SD-2700 | 0～100%LEL | Upper limit of operating temperature of instrument: SD-2500=160℃/SD-2600=200℃/SD-2700：250℃
Ethyl Acetate | EtAc | 141-78-6 | C4H8O2 | HW | HW-6207 | Fixed | GD-A2400 | 0～100%LEL | Upper limit of operating temperature of instrument: GD-A2400=160℃
Ethyl Acetate | EtAc | 141-78-6 | C4H8O2 | HW | HW-6208 | Fixed | SD-2500 | 0～100%LEL | HW-6206 temperature sorted sensor, Upper limit of operating temperature of instrument: SD-2500=160℃/SD-2600=200℃/SD-2700：250℃
Ethyl Acetate | EtAc | 141-78-6 | C4H8O2 | HW | HW-6208 | Fixed | SD-2600 | 0～100%LEL | HW-6206 temperature sorted sensor, Upper limit of operating temperature of instrument: SD-2500=160℃/SD-2600=200℃/SD-2700：250℃
Ethyl Acetate | EtAc | 141-78-6 | C4H8O2 | HW | HW-6208 | Fixed | SD-2700 | 0～100%LEL | HW-6206 temperature sorted sensor, Upper limit of operating temperature of instrument: SD-2500=160℃/SD-2600=200℃/SD-2700：250℃
Ethyl Acetate | EtAc | 141-78-6 | C4H8O2 | HW | HW-6212 | Fixed | GD-A80-70series | 0～100%LEL
Ethyl Acetate | EtAc | 141-78-6 | C4H8O2 | SG | SG-8511 | Fixed | GD-A80Vseries | 0～2000ppm/0～3000ppm/0～5000ppm
Ethyl Acetate | EtAc | 141-78-6 | C4H8O2 | SG | SG-8511 | Fixed | GD-D58・GHseries | 0～2000ppm/0～3000ppm/0～5000ppm
Ethyl Acetate | EtAc | 141-78-6 | C4H8O2 | SG | SG-8511 | Fixed | SD-1GHseries | 0～2000ppm/0～3000ppm/0～5000ppm
Ethyl Acetate | EtAc | 141-78-6 | C4H8O2 | SG | SG-8511 | Fixed | SD-D58・GHseries | 0～2000ppm/0～3000ppm/0～5000ppm
Ethyl Acetate | EtAc | 141-78-6 | C4H8O2 | SG | SG-8521 | Fixed | GD-A80Vseries | 0～100ppm/0～200ppm/0～300ppm/0～500ppm/0～1000ppm
Ethyl Acetate | EtAc | 141-78-6 | C4H8O2 | SG | SG-8521 | Fixed | GD-D58・GHseries | 0～100ppm/0～200ppm/0～300ppm/0～500ppm/0～1000ppm
Ethyl Acetate | EtAc | 141-78-6 | C4H8O2 | SG | SG-8521 | Fixed | SD-1GHseries | 0～100ppm/0～200ppm/0～300ppm/0～500ppm/0～1000ppm
Ethyl Acetate | EtAc | 141-78-6 | C4H8O2 | SG | SG-8521 | Fixed | SD-D58・GHseries | 0～100ppm/0～200ppm/0～300ppm/0～500ppm/0～1000ppm
Ethyl acrylate | C5H8O2 | 140-88-5 | C5H8O2 | HW | NC-6215 | Portable | GP-1000(Specified cal.gas) | 0～100%LEL
Ethyl acrylate | C5H8O2 | 140-88-5 | C5H8O2 | HW | HW-6211 | Fixed | SD-1(TYPE GP)series | ～100%LEL
Ethyl acrylate | C5H8O2 | 140-88-5 | C5H8O2 | HW | HW-6211 | Fixed | SD-D58(TYPE GP)series | ～100%LEL
Ethyl acrylate | C5H8O2 | 140-88-5 | C5H8O2 | HW | HW-6211/NC-6211 | Fixed | GD-A80series | ～100%LEL/～14000ppm
Ethyl acrylate | C5H8O2 | 140-88-5 | C5H8O2 | HW | HW-6211/NC-6211 | Fixed | GD-D58(TYPE GP)series | ～100%LEL/～14000ppm
Ethyl acrylate | C5H8O2 | 140-88-5 | C5H8O2 | HW | HW-6211/NC-6211 | Fixed | GD-D58(TYPE NC)series | ～100%LEL/～14000ppm
Ethyl acrylate | C5H8O2 | 140-88-5 | C5H8O2 | HW | HW-6211/NC-6211 | Fixed | SD-1(TYPE NC)series | ～100%LEL/～14000ppm
Ethyl acrylate | C5H8O2 | 140-88-5 | C5H8O2 | HW | HW-6211/NC-6211 | Fixed | SD-D58(TYPE NC)series | ～100%LEL/～14000ppm
Ethyl acrylate | C5H8O2 | 140-88-5 | C5H8O2 | SG | SG-8521 | Fixed | GD-A80Vseries | 0～50ppm/0～100ppm/0～200ppm/0～300ppm/0～500ppm/0～1000ppm
Ethyl acrylate | C5H8O2 | 140-88-5 | C5H8O2 | SG | SG-8521 | Fixed | GD-D58・GHseries | 0～50ppm/0～100ppm/0～200ppm/0～300ppm/0～500ppm/0～1000ppm
Ethyl acrylate | C5H8O2 | 140-88-5 | C5H8O2 | SG | SG-8521 | Fixed | SD-1GHseries | 0～50ppm/0～100ppm/0～200ppm/0～300ppm/0～500ppm/0～1000ppm
Ethyl acrylate | C5H8O2 | 140-88-5 | C5H8O2 | SG | SG-8521 | Fixed | SD-D58・GHseries | 0～50ppm/0～100ppm/0～200ppm/0～300ppm/0～500ppm/0～1000ppm
Ethyl benzene | EtBenz | 100-41-4 | C8H10 | HW | HW-6211 | Fixed | SD-1(TYPE GP)series | ～100%LEL
Ethyl benzene | EtBenz | 100-41-4 | C8H10 | HW | HW-6211 | Fixed | SD-D58(TYPE GP)series | ～100%LEL
Ethyl benzene | EtBenz | 100-41-4 | C8H10 | HW | HW-6211/NC-6211 | Fixed | GD-A80series | ～100%LEL/～10000ppm
Ethyl benzene | EtBenz | 100-41-4 | C8H10 | HW | HW-6211/NC-6211 | Fixed | GD-D58(TYPE GP)series | ～100%LEL/～10000ppm
Ethyl benzene | EtBenz | 100-41-4 | C8H10 | HW | HW-6211/NC-6211 | Fixed | GD-D58(TYPE NC)series | ～100%LEL/～10000ppm
Ethyl benzene | EtBenz | 100-41-4 | C8H10 | HW | HW-6211/NC-6211 | Fixed | SD-1(TYPE NC)series | ～100%LEL/～10000ppm
Ethyl benzene | EtBenz | 100-41-4 | C8H10 | HW | HW-6211/NC-6211 | Fixed | SD-D58(TYPE NC)series | ～100%LEL/～10000ppm
Ethyl benzene | EtBenz | 100-41-4 | C8H10 | SG | SG-8521 | Fixed | GD-A80Vseries | 0～100ppm/0～200ppm/0～300ppm/0～500ppm/0～1000ppm/0～2000ppm
Ethyl benzene | EtBenz | 100-41-4 | C8H10 | SG | SG-8521 | Fixed | GD-D58・GHseries | 0～100ppm/0～200ppm/0～300ppm/0～500ppm/0～1000ppm/0～2000ppm
Ethyl benzene | EtBenz | 100-41-4 | C8H10 | SG | SG-8521 | Fixed | SD-1GHseries | 0～100ppm/0～200ppm/0～300ppm/0～500ppm/0～1000ppm/0～2000ppm
Ethyl benzene | EtBenz | 100-41-4 | C8H10 | SG | SG-8521 | Fixed | SD-D58・GHseries | 0～100ppm/0～200ppm/0～300ppm/0～500ppm/0～1000ppm/0～2000ppm
Ethyl chloride | C2H5CL | 75-00-3 | C2H5CL | SG | SG-8523 | Fixed | GD-A80Vseries | 0～100ppm/0～200ppm/0～300ppm/0～500ppm/0～1000ppm/0～2000ppm/0～3000ppm
Ethyl chloride | C2H5CL | 75-00-3 | C2H5CL | SG | SG-8523 | Fixed | GD-D58・GHseries | 0～100ppm/0～200ppm/0～300ppm/0～500ppm/0～1000ppm/0～2000ppm/0～3000ppm
Ethyl chloride | C2H5CL | 75-00-3 | C2H5CL | SG | SG-8523 | Fixed | SD-1GHseries | 0～100ppm/0～200ppm/0～300ppm/0～500ppm/0～1000ppm/0～2000ppm/0～3000ppm
Ethyl chloride | C2H5CL | 75-00-3 | C2H5CL | SG | SG-8523 | Fixed | SD-D58・GHseries | 0～100ppm/0～200ppm/0～300ppm/0～500ppm/0～1000ppm/0～2000ppm/0～3000ppm
Ethyl ether | C4H10O | 60-29-7 | C4H10O | HW | NC-6215 | Portable | GP-1000(Specified cal.gas) | 0～100%LEL
Ethyl ether | C4H10O | 60-29-7 | C4H10O | HW | HW-6211 | Fixed | SD-1(TYPE GP)series | ～100%LEL
Ethyl ether | C4H10O | 60-29-7 | C4H10O | HW | HW-6211 | Fixed | SD-D58(TYPE GP)series | ～100%LEL
Ethyl ether | C4H10O | 60-29-7 | C4H10O | HW | HW-6211/NC-6211 | Fixed | GD-A80series | ～100%LEL/～17000ppm
Ethyl ether | C4H10O | 60-29-7 | C4H10O | HW | HW-6211/NC-6211 | Fixed | GD-D58(TYPE GP)series | ～100%LEL/～17000ppm
Ethyl ether | C4H10O | 60-29-7 | C4H10O | HW | HW-6211/NC-6211 | Fixed | GD-D58(TYPE NC)series | ～100%LEL/～17000ppm
Ethyl ether | C4H10O | 60-29-7 | C4H10O | HW | HW-6211/NC-6211 | Fixed | SD-1(TYPE NC)series | ～100%LEL/～17000ppm
Ethyl ether | C4H10O | 60-29-7 | C4H10O | HW | HW-6211/NC-6211 | Fixed | SD-D58(TYPE NC)series | ～100%LEL/～17000ppm
Ethyl ether | C4H10O | 60-29-7 | C4H10O | SG | SG-8521 | Fixed | GD-A80Vseries | 0～100ppm/0～200ppm/0～300ppm/0～500ppm/0～1000ppm/0～2000ppm
Ethyl ether | C4H10O | 60-29-7 | C4H10O | SG | SG-8521 | Fixed | GD-D58・GHseries | 0～100ppm/0～200ppm/0～300ppm/0～500ppm/0～1000ppm/0～2000ppm
Ethyl ether | C4H10O | 60-29-7 | C4H10O | SG | SG-8521 | Fixed | SD-1GHseries | 0～100ppm/0～200ppm/0～300ppm/0～500ppm/0～1000ppm/0～2000ppm
Ethyl ether | C4H10O | 60-29-7 | C4H10O | SG | SG-8521 | Fixed | SD-D58・GHseries | 0～100ppm/0～200ppm/0～300ppm/0～500ppm/0～1000ppm/0～2000ppm
Ethyl lactate | LAE | 97-64-3 | C5H10O3 | SG | SGU-8521 | Fixed | GD-70Dseries | 0～5000ppm
Ethyl lactate | LAE | 97-64-3 | C5H10O3 | SG | SGU-8521 | Fixed | TP-70D | 0～5000ppm
Ethyl lactate | LAE | 97-64-3 | C5H10O3 | HW | HW-6206 | Fixed | SD-2500 | 0～100%LEL | Upper limit of operating temperature of instrument: SD-2500=160℃/SD-2600=200℃/SD-2700：250℃
Ethyl lactate | LAE | 97-64-3 | C5H10O3 | HW | HW-6206 | Fixed | SD-2600 | 0～100%LEL | Upper limit of operating temperature of instrument: SD-2500=160℃/SD-2600=200℃/SD-2700：250℃
Ethyl lactate | LAE | 97-64-3 | C5H10O3 | HW | HW-6206 | Fixed | SD-2700 | 0～100%LEL | Upper limit of operating temperature of instrument: SD-2500=160℃/SD-2600=200℃/SD-2700：250℃
Ethyl lactate | LAE | 97-64-3 | C5H10O3 | HW | HW-6207 | Fixed | GD-A2400 | 0～100%LEL | Upper limit of operating temperature of instrument: GD-A2400=160℃
Ethyl lactate | LAE | 97-64-3 | C5H10O3 | HW | HW-6208 | Fixed | SD-2500 | 0～100%LEL | HW-6206 temperature sorted sensor, Upper limit of operating temperature of instrument: SD-2500=160℃/SD-2600=200℃/SD-2700：250℃
Ethyl lactate | LAE | 97-64-3 | C5H10O3 | HW | HW-6208 | Fixed | SD-2600 | 0～100%LEL | HW-6206 temperature sorted sensor, Upper limit of operating temperature of instrument: SD-2500=160℃/SD-2600=200℃/SD-2700：250℃
Ethyl lactate | LAE | 97-64-3 | C5H10O3 | HW | HW-6208 | Fixed | SD-2700 | 0～100%LEL | HW-6206 temperature sorted sensor, Upper limit of operating temperature of instrument: SD-2500=160℃/SD-2600=200℃/SD-2700：250℃
Ethyl lactate | LAE | 97-64-3 | C5H10O3 | HW | HW-6212 | Fixed | GD-A80-70series | 0～100%LEL
Ethyl lactate | LAE | 97-64-3 | C5H10O3 | SG | SG-8521 | Fixed | GD-A80Vseries | 0～300ppm/0～500ppm/0～1000ppm/0～2000ppm/0～3000ppm/0～5000ppm
Ethyl lactate | LAE | 97-64-3 | C5H10O3 | SG | SG-8521 | Fixed | GD-D58・GHseries | 0～300ppm/0～500ppm/0～1000ppm/0～2000ppm/0～3000ppm/0～5000ppm
Ethyl lactate | LAE | 97-64-3 | C5H10O3 | SG | SG-8521 | Fixed | SD-1GHseries | 0～300ppm/0～500ppm/0～1000ppm/0～2000ppm/0～3000ppm/0～5000ppm
Ethyl lactate | LAE | 97-64-3 | C5H10O3 | SG | SG-8521 | Fixed | SD-D58・GHseries | 0～300ppm/0～500ppm/0～1000ppm/0～2000ppm/0～3000ppm/0～5000ppm
Ethyl mercaptan | C2H5SH | 75-08-1 | C2H6S | SG | SG-8562 | Fixed | GD-A80Vseries | 0～30ppm/0～50ppm/0～100ppm
Ethyl mercaptan | C2H5SH | 75-08-1 | C2H6S | SG | SG-8562 | Fixed | GD-D58・GHseries | 0～30ppm/0～50ppm/0～100ppm
Ethyl mercaptan | C2H5SH | 75-08-1 | C2H6S | SG | SG-8562 | Fixed | SD-1GHseries | 0～30ppm/0～50ppm/0～100ppm
Ethyl mercaptan | C2H5SH | 75-08-1 | C2H6S | SG | SG-8562 | Fixed | SD-D58・GHseries | 0～30ppm/0～50ppm/0～100ppm
Ethyl Methyl Carbonate | EMC | 623-53-0 | C4H8O3 | RI | DE-3315-1 | Fixed | SD-1RIseries | 0～100%LEL
Ethyl Methyl Carbonate | EMC | 623-53-0 | C4H8O3 | SG | SG-8521 | Fixed | GD-A80Vseries | 0～200ppm/0～300ppm/0～500ppm/0～1000ppm/0～2000ppm/0～3000ppm/0～5000ppm
Ethyl Methyl Carbonate | EMC | 623-53-0 | C4H8O3 | SG | SG-8521 | Fixed | GD-D58・GHseries | 0～200ppm/0～300ppm/0～500ppm/0～1000ppm/0～2000ppm/0～3000ppm/0～5000ppm
Ethyl Methyl Carbonate | EMC | 623-53-0 | C4H8O3 | SG | SG-8521 | Fixed | SD-1GHseries | 0～200ppm/0～300ppm/0～500ppm/0～1000ppm/0～2000ppm/0～3000ppm/0～5000ppm
Ethyl Methyl Carbonate | EMC | 623-53-0 | C4H8O3 | SG | SG-8521 | Fixed | SD-D58・GHseries | 0～200ppm/0～300ppm/0～500ppm/0～1000ppm/0～2000ppm/0～3000ppm/0～5000ppm
Ethyｌ tert-butyl ether | ETBE | 637-92-3 | C6H14O | HW | HW-6211 | Fixed | SD-1(TYPE GP)series | ～100%LEL
Ethyｌ tert-butyl ether | ETBE | 637-92-3 | C6H14O | HW | HW-6211 | Fixed | SD-D58(TYPE GP)series | ～100%LEL
Ethyｌ tert-butyl ether | ETBE | 637-92-3 | C6H14O | HW | HW-6211/NC-6211 | Fixed | GD-A80series | ～100%LEL/～12000ppm
Ethyｌ tert-butyl ether | ETBE | 637-92-3 | C6H14O | HW | HW-6211/NC-6211 | Fixed | GD-D58(TYPE GP)series | ～100%LEL/～12000ppm
Ethyｌ tert-butyl ether | ETBE | 637-92-3 | C6H14O | HW | HW-6211/NC-6211 | Fixed | GD-D58(TYPE NC)series | ～100%LEL/～12000ppm
Ethyｌ tert-butyl ether | ETBE | 637-92-3 | C6H14O | HW | HW-6211/NC-6211 | Fixed | SD-1(TYPE NC)series | ～100%LEL/～12000ppm
Ethyｌ tert-butyl ether | ETBE | 637-92-3 | C6H14O | HW | HW-6211/NC-6211 | Fixed | SD-D58(TYPE NC)series | ～100%LEL/～12000ppm
Ethyl Vinyl Ether | VEE | 109-92-2 | C4H8O | SG | SG-8521 | Fixed | GD-A80Vseries | 0～100ppm/0～200ppm/0～300ppm/0～500ppm/0～1000ppm
Ethyl Vinyl Ether | VEE | 109-92-2 | C4H8O | SG | SG-8521 | Fixed | GD-D58・GHseries | 0～100ppm/0～200ppm/0～300ppm/0～500ppm/0～1000ppm
Ethyl Vinyl Ether | VEE | 109-92-2 | C4H8O | SG | SG-8521 | Fixed | SD-1GHseries | 0～100ppm/0～200ppm/0～300ppm/0～500ppm/0～1000ppm
Ethyl Vinyl Ether | VEE | 109-92-2 | C4H8O | SG | SG-8521 | Fixed | SD-D58・GHseries | 0～100ppm/0～200ppm/0～300ppm/0～500ppm/0～1000ppm
Ethyl-1,3-cyclopentadiene | EtCPD | 26519-92-6 | C7H10 | SG | SG-8511 | Fixed | GD-A80Vseries | 0～2000ppm/0～3000ppm/0～5000ppm
Ethyl-1,3-cyclopentadiene | EtCPD | 26519-92-6 | C7H10 | SG | SG-8511 | Fixed | GD-D58・GHseries | 0～2000ppm/0～3000ppm/0～5000ppm
Ethyl-1,3-cyclopentadiene | EtCPD | 26519-92-6 | C7H10 | SG | SG-8511 | Fixed | SD-1GHseries | 0～2000ppm/0～3000ppm/0～5000ppm
Ethyl-1,3-cyclopentadiene | EtCPD | 26519-92-6 | C7H10 | SG | SG-8511 | Fixed | SD-D58・GHseries | 0～2000ppm/0～3000ppm/0～5000ppm
Ethylamine | C2H5NH2 | 75-04-7 | C2H7N | HW | HW-6211 | Fixed | SD-1(TYPE GP)series | ～100%LEL
Ethylamine | C2H5NH2 | 75-04-7 | C2H7N | HW | HW-6211 | Fixed | SD-D58(TYPE GP)series | ～100%LEL
Ethylamine | C2H5NH2 | 75-04-7 | C2H7N | HW | HW-6211/NC-6211 | Fixed | GD-A80series | ～100%LEL/～35000ppm
Ethylamine | C2H5NH2 | 75-04-7 | C2H7N | HW | HW-6211/NC-6211 | Fixed | GD-D58(TYPE GP)series | ～100%LEL/～35000ppm
Ethylamine | C2H5NH2 | 75-04-7 | C2H7N | HW | HW-6211/NC-6211 | Fixed | GD-D58(TYPE NC)series | ～100%LEL/～35000ppm
Ethylamine | C2H5NH2 | 75-04-7 | C2H7N | HW | HW-6211/NC-6211 | Fixed | SD-1(TYPE NC)series | ～100%LEL/～35000ppm
Ethylamine | C2H5NH2 | 75-04-7 | C2H7N | HW | HW-6211/NC-6211 | Fixed | SD-D58(TYPE NC)series | ～100%LEL/～35000ppm
Ethylcyclohexane | C8H16 | 1678-91-7 | C8H16 | SG | SGU-8521 | Fixed | GD-70Dseries | 0～2000ppm
Ethylcyclohexane | C8H16 | 1678-91-7 | C8H16 | SG | SGU-8521 | Fixed | TP-70D | 0～2000ppm
Ethylcyclohexane | C8H16 | 1678-91-7 | C8H16 | HW | HW-6211 | Fixed | SD-1(TYPE GP)series | ～100%LEL
Ethylcyclohexane | C8H16 | 1678-91-7 | C8H16 | HW | HW-6211 | Fixed | SD-D58(TYPE GP)series | ～100%LEL
Ethylcyclohexane | C8H16 | 1678-91-7 | C8H16 | HW | HW-6211/NC-6211 | Fixed | GD-A80series | ～100%LEL/～9000ppm
Ethylcyclohexane | C8H16 | 1678-91-7 | C8H16 | HW | HW-6211/NC-6211 | Fixed | GD-D58(TYPE GP)series | ～100%LEL/～9000ppm
Ethylcyclohexane | C8H16 | 1678-91-7 | C8H16 | HW | HW-6211/NC-6211 | Fixed | GD-D58(TYPE NC)series | ～100%LEL/～9000ppm
Ethylcyclohexane | C8H16 | 1678-91-7 | C8H16 | HW | HW-6211/NC-6211 | Fixed | SD-1(TYPE NC)series | ～100%LEL/～9000ppm
Ethylcyclohexane | C8H16 | 1678-91-7 | C8H16 | HW | HW-6211/NC-6211 | Fixed | SD-D58(TYPE NC)series | ～100%LEL/～9000ppm
Ethylcyclohexane | C8H16 | 1678-91-7 | C8H16 | HW | HW-6206 | Fixed | SD-2500 | 0～100%LEL | Upper limit of operating temperature of instrument: SD-2500=160℃/SD-2600=200℃/SD-2700：250℃
Ethylcyclohexane | C8H16 | 1678-91-7 | C8H16 | HW | HW-6206 | Fixed | SD-2600 | 0～100%LEL | Upper limit of operating temperature of instrument: SD-2500=160℃/SD-2600=200℃/SD-2700：250℃
Ethylcyclohexane | C8H16 | 1678-91-7 | C8H16 | HW | HW-6206 | Fixed | SD-2700 | 0～100%LEL | Upper limit of operating temperature of instrument: SD-2500=160℃/SD-2600=200℃/SD-2700：250℃
Ethylcyclohexane | C8H16 | 1678-91-7 | C8H16 | HW | HW-6207 | Fixed | GD-A2400 | 0～100%LEL | Upper limit of operating temperature of instrument: GD-A2400=160℃
Ethylcyclohexane | C8H16 | 1678-91-7 | C8H16 | HW | HW-6208 | Fixed | SD-2500 | 0～100%LEL | HW-6206 temperature sorted sensor, Upper limit of operating temperature of instrument: SD-2500=160℃/SD-2600=200℃/SD-2700：250℃
Ethylcyclohexane | C8H16 | 1678-91-7 | C8H16 | HW | HW-6208 | Fixed | SD-2600 | 0～100%LEL | HW-6206 temperature sorted sensor, Upper limit of operating temperature of instrument: SD-2500=160℃/SD-2600=200℃/SD-2700：250℃
Ethylcyclohexane | C8H16 | 1678-91-7 | C8H16 | HW | HW-6208 | Fixed | SD-2700 | 0～100%LEL | HW-6206 temperature sorted sensor, Upper limit of operating temperature of instrument: SD-2500=160℃/SD-2600=200℃/SD-2700：250℃
Ethylcyclohexane | C8H16 | 1678-91-7 | C8H16 | HW | HW-6212 | Fixed | GD-A80-70series | 0～100%LEL
Ethylcyclohexane | C8H16 | 1678-91-7 | C8H16 | SG | SG-8521 | Fixed | GD-A80Vseries | 0～100ppm/0～200ppm/0～300ppm/0～500ppm/0～1000ppm/0～2000ppm/0～3000ppm/0～5000ppm
Ethylcyclohexane | C8H16 | 1678-91-7 | C8H16 | SG | SG-8521 | Fixed | GD-D58・GHseries | 0～100ppm/0～200ppm/0～300ppm/0～500ppm/0～1000ppm/0～2000ppm/0～3000ppm/0～5000ppm
Ethylcyclohexane | C8H16 | 1678-91-7 | C8H16 | SG | SG-8521 | Fixed | SD-1GHseries | 0～100ppm/0～200ppm/0～300ppm/0～500ppm/0～1000ppm/0～2000ppm/0～3000ppm/0～5000ppm
Ethylcyclohexane | C8H16 | 1678-91-7 | C8H16 | SG | SG-8521 | Fixed | SD-D58・GHseries | 0～100ppm/0～200ppm/0～300ppm/0～500ppm/0～1000ppm/0～2000ppm/0～3000ppm/0～5000ppm
Ethylene | C2H4 | 74-85-1 | C2H4 | HW | NC-6215 | Portable | GP-1000(HC/CH4) | 0～100%LEL
Ethylene | C2H4 | 74-85-1 | C2H4 | HW | NC-6307 | Portable | NC-1000(HC/CH4) | 0～10000ppm
Ethylene | C2H4 | 74-85-1 | C2H4 | SH | SH-8662 | Portable | SP-220(TYPE SC) | 0～10ppm
Ethylene | C2H4 | 74-85-1 | C2H4 | SH | SH-8661 | Portable | SP-220(TYPE H2) | 0～10000ppm
Ethylene | C2H4 | 74-85-1 | C2H4 | SG | SGU-8521 | Fixed | GD-70Dseries | 0～500ppm
Ethylene | C2H4 | 74-85-1 | C2H4 | SG | SGU-8521 | Fixed | TP-70D | 0～500ppm
Ethylene | C2H4 | 74-85-1 | C2H4 | SG | SGU-8521 | Fixed | GD-70Dseries | 0～1000ppm
Ethylene | C2H4 | 74-85-1 | C2H4 | SG | SGU-8521 | Fixed | TP-70D | 0～1000ppm
Ethylene | C2H4 | 74-85-1 | C2H4 | SG | SGU-8521 | Fixed | GD-70Dseries | 0～2000ppm
Ethylene | C2H4 | 74-85-1 | C2H4 | SG | SGU-8521 | Fixed | TP-70D | 0～2000ppm
Ethylene | C2H4 | 74-85-1 | C2H4 | SG | SGU-8582 | Fixed | GD-70Dseries | 0～500ppm
Ethylene | C2H4 | 74-85-1 | C2H4 | SG | SGU-8582 | Fixed | TP-70D | 0～500ppm
Ethylene | C2H4 | 74-85-1 | C2H4 | HW | NCU‐6211 | Fixed | GD-70Dseries | 0～100%LEL | Confirm that GD-70D is non-explosion proof
Ethylene | C2H4 | 74-85-1 | C2H4 | HW | NCU‐6211 | Fixed | TP-70D | 0～100%LEL | Confirm that GD-70D is non-explosion proof
Ethylene | C2H4 | 74-85-1 | C2H4 | RI | DE-3315-1 | Fixed | SD-1RIseries | 0～100%LEL
Ethylene | C2H4 | 74-85-1 | C2H4 | HW | HW-6211 | Fixed | SD-1(TYPE GP)series | ～100%LEL
Ethylene | C2H4 | 74-85-1 | C2H4 | HW | HW-6211 | Fixed | SD-D58(TYPE GP)series | ～100%LEL
Ethylene | C2H4 | 74-85-1 | C2H4 | HW | HW-6211/NC-6211 | Fixed | GD-A80series | ～100%LEL/～27000ppm
Ethylene | C2H4 | 74-85-1 | C2H4 | HW | HW-6211/NC-6211 | Fixed | GD-D58(TYPE GP)series | ～100%LEL/～27000ppm
Ethylene | C2H4 | 74-85-1 | C2H4 | HW | HW-6211/NC-6211 | Fixed | GD-D58(TYPE NC)series | ～100%LEL/～27000ppm
Ethylene | C2H4 | 74-85-1 | C2H4 | HW | HW-6211/NC-6211 | Fixed | SD-1(TYPE NC)series | ～100%LEL/～27000ppm
Ethylene | C2H4 | 74-85-1 | C2H4 | HW | HW-6211/NC-6211 | Fixed | SD-D58(TYPE NC)series | ～100%LEL/～27000ppm
Ethylene | C2H4 | 74-85-1 | C2H4 | HW | HW-6213/NC-6213 | Fixed | GD-A80series | 0～100%LEL/0～27000ppm
Ethylene | C2H4 | 74-85-1 | C2H4 | HW | HW-6213/NC-6213 | Fixed | GD-D58(TYPE GP)series | 0～100%LEL/0～27000ppm
Ethylene | C2H4 | 74-85-1 | C2H4 | HW | HW-6213/NC-6213 | Fixed | GD-D58(TYPE NC)series | 0～100%LEL/0～27000ppm
Ethylene | C2H4 | 74-85-1 | C2H4 | HW | HW-6239 | Fixed | GD-A80-70series | 0～100%LEL
Ethylene | C2H4 | 74-85-1 | C2H4 | HW | HW-6239 | Fixed | SD-1(TYPE GP)series | 0～100%LEL
Ethylene | C2H4 | 74-85-1 | C2H4 | HW | HW-6239 | Fixed | SD-D58(TYPE GP)series | 0～100%LEL
Ethylene | C2H4 | 74-85-1 | C2H4 | HW | HW-6239/NC-6239 | Fixed | GD-A80series | 0～100%LEL/0～27000ppm
Ethylene | C2H4 | 74-85-1 | C2H4 | HW | HW-6239/NC-6239 | Fixed | GD-D58(TYPE GP)series | 0～100%LEL/0～27000ppm
Ethylene | C2H4 | 74-85-1 | C2H4 | HW | HW-6239/NC-6239 | Fixed | GD-D58(TYPE NC)series | 0～100%LEL/0～27000ppm
Ethylene | C2H4 | 74-85-1 | C2H4 | HW | HW-6239/NC-6239 | Fixed | SD-1(TYPE NC)series | 0～100%LEL/0～27000ppm
Ethylene | C2H4 | 74-85-1 | C2H4 | HW | HW-6239/NC-6239 | Fixed | SD-D58(TYPE NC)series | 0～100%LEL/0～27000ppm
Ethylene | C2H4 | 74-85-1 | C2H4 | HW | HW-6206 | Fixed | SD-2500 | 0～100%LEL | Upper limit of operating temperature of instrument: SD-2500=160℃/SD-2600=200℃/SD-2700：250℃
Ethylene | C2H4 | 74-85-1 | C2H4 | HW | HW-6206 | Fixed | SD-2600 | 0～100%LEL | Upper limit of operating temperature of instrument: SD-2500=160℃/SD-2600=200℃/SD-2700：250℃
Ethylene | C2H4 | 74-85-1 | C2H4 | HW | HW-6206 | Fixed | SD-2700 | 0～100%LEL | Upper limit of operating temperature of instrument: SD-2500=160℃/SD-2600=200℃/SD-2700：250℃
Ethylene | C2H4 | 74-85-1 | C2H4 | HW | HW-6207 | Fixed | GD-A2400 | 0～100%LEL | Upper limit of operating temperature of instrument: GD-A2400=160℃
Ethylene | C2H4 | 74-85-1 | C2H4 | HW | HW-6208 | Fixed | SD-2500 | 0～100%LEL | HW-6206 temperature sorted sensor, Upper limit of operating temperature of instrument: SD-2500=160℃/SD-2600=200℃/SD-2700：250℃
Ethylene | C2H4 | 74-85-1 | C2H4 | HW | HW-6208 | Fixed | SD-2600 | 0～100%LEL | HW-6206 temperature sorted sensor, Upper limit of operating temperature of instrument: SD-2500=160℃/SD-2600=200℃/SD-2700：250℃
Ethylene | C2H4 | 74-85-1 | C2H4 | HW | HW-6208 | Fixed | SD-2700 | 0～100%LEL | HW-6206 temperature sorted sensor, Upper limit of operating temperature of instrument: SD-2500=160℃/SD-2600=200℃/SD-2700：250℃
Ethylene | C2H4 | 74-85-1 | C2H4 | HW | HW-6212 | Fixed | GD-A80-70series | 0～100%LEL
Ethylene | C2H4 | 74-85-1 | C2H4 | SG | SG-8511 | Fixed | GD-A80Vseries | 0～10000ppm
Ethylene | C2H4 | 74-85-1 | C2H4 | SG | SG-8511 | Fixed | GD-D58・GHseries | 0～10000ppm
Ethylene | C2H4 | 74-85-1 | C2H4 | SG | SG-8511 | Fixed | SD-1GHseries | 0～10000ppm
Ethylene | C2H4 | 74-85-1 | C2H4 | SG | SG-8511 | Fixed | SD-D58・GHseries | 0～10000ppm
Ethylene | C2H4 | 74-85-1 | C2H4 | SG | SG-8521 | Fixed | GD-A80Vseries | 0～200ppm/0～300ppm/0～500ppm/0～1000ppm/0～2000ppm
Ethylene | C2H4 | 74-85-1 | C2H4 | SG | SG-8521 | Fixed | GD-D58・GHseries | 0～200ppm/0～300ppm/0～500ppm/0～1000ppm/0～2000ppm
Ethylene | C2H4 | 74-85-1 | C2H4 | SG | SG-8521 | Fixed | SD-1GHseries | 0～200ppm/0～300ppm/0～500ppm/0～1000ppm/0～2000ppm
Ethylene | C2H4 | 74-85-1 | C2H4 | SG | SG-8521 | Fixed | SD-D58・GHseries | 0～200ppm/0～300ppm/0～500ppm/0～1000ppm/0～2000ppm
Ethylene | C2H4 | 74-85-1 | C2H4 | SG | SG-8582 | Fixed | GD-A80Vseries | 0～300ppm/0～500ppm/0～1000ppm/0～2000ppm/0～3000ppm/0～5000ppm
Ethylene | C2H4 | 74-85-1 | C2H4 | SG | SG-8582 | Fixed | GD-D58・GHseries | 0～300ppm/0～500ppm/0～1000ppm/0～2000ppm/0～3000ppm/0～5000ppm
Ethylene | C2H4 | 74-85-1 | C2H4 | SG | SG-8582 | Fixed | SD-1GHseries | 0～300ppm/0～500ppm/0～1000ppm/0～2000ppm/0～3000ppm/0～5000ppm
Ethylene | C2H4 | 74-85-1 | C2H4 | SG | SG-8582 | Fixed | SD-D58・GHseries | 0～300ppm/0～500ppm/0～1000ppm/0～2000ppm/0～3000ppm/0～5000ppm
Ethylene dibromide | C2H4Br2 | 106-93-4 | C2H4Br2 | SH | SH-8662 | Portable | SP-220(TYPE FUM) | 0～30ppm
Ethylene glycol | C2H6O2 | 107-21-1 | C2H6O2 | HW | HW-6206 | Fixed | SD-2500 | 0～100%LEL | Upper limit of operating temperature of instrument: SD-2500=160℃/SD-2600=200℃/SD-2700：250℃
Ethylene glycol | C2H6O2 | 107-21-1 | C2H6O2 | HW | HW-6206 | Fixed | SD-2600 | 0～100%LEL | Upper limit of operating temperature of instrument: SD-2500=160℃/SD-2600=200℃/SD-2700：250℃
Ethylene glycol | C2H6O2 | 107-21-1 | C2H6O2 | HW | HW-6206 | Fixed | SD-2700 | 0～100%LEL | Upper limit of operating temperature of instrument: SD-2500=160℃/SD-2600=200℃/SD-2700：250℃
Ethylene glycol | C2H6O2 | 107-21-1 | C2H6O2 | HW | HW-6207 | Fixed | GD-A2400 | 0～100%LEL | Upper limit of operating temperature of instrument: GD-A2400=160℃
Ethylene glycol | C2H6O2 | 107-21-1 | C2H6O2 | HW | HW-6208 | Fixed | SD-2500 | 0～100%LEL | HW-6206 temperature sorted sensor, Upper limit of operating temperature of instrument: SD-2500=160℃/SD-2600=200℃/SD-2700：250℃
Ethylene glycol | C2H6O2 | 107-21-1 | C2H6O2 | HW | HW-6208 | Fixed | SD-2600 | 0～100%LEL | HW-6206 temperature sorted sensor, Upper limit of operating temperature of instrument: SD-2500=160℃/SD-2600=200℃/SD-2700：250℃
Ethylene glycol | C2H6O2 | 107-21-1 | C2H6O2 | HW | HW-6208 | Fixed | SD-2700 | 0～100%LEL | HW-6206 temperature sorted sensor, Upper limit of operating temperature of instrument: SD-2500=160℃/SD-2600=200℃/SD-2700：250℃
Ethylene Glycol Dimethyl Ether | EGDME | 110-71-4 | C4H10O2 | HW | HW-6211 | Fixed | SD-1(TYPE GP)series | ～100%LEL
Ethylene Glycol Dimethyl Ether | EGDME | 110-71-4 | C4H10O2 | HW | HW-6211 | Fixed | SD-D58(TYPE GP)series | ～100%LEL
Ethylene Glycol Dimethyl Ether | EGDME | 110-71-4 | C4H10O2 | HW | HW-6211/NC-6211 | Fixed | GD-A80series | ～100%LEL/～16000ppm
Ethylene Glycol Dimethyl Ether | EGDME | 110-71-4 | C4H10O2 | HW | HW-6211/NC-6211 | Fixed | GD-D58(TYPE GP)series | ～100%LEL/～16000ppm
Ethylene Glycol Dimethyl Ether | EGDME | 110-71-4 | C4H10O2 | HW | HW-6211/NC-6211 | Fixed | GD-D58(TYPE NC)series | ～100%LEL/～16000ppm
Ethylene Glycol Dimethyl Ether | EGDME | 110-71-4 | C4H10O2 | HW | HW-6211/NC-6211 | Fixed | SD-1(TYPE NC)series | ～100%LEL/～16000ppm
Ethylene Glycol Dimethyl Ether | EGDME | 110-71-4 | C4H10O2 | HW | HW-6211/NC-6211 | Fixed | SD-D58(TYPE NC)series | ～100%LEL/～16000ppm
Ethylene Glycol Dimethyl Ether | EGDME | 110-71-4 | C4H10O2 | HW | HW-6206 | Fixed | SD-2500 | 0～100%LEL | Upper limit of operating temperature of instrument: SD-2500=160℃/SD-2600=200℃/SD-2700：250℃
Ethylene Glycol Dimethyl Ether | EGDME | 110-71-4 | C4H10O2 | HW | HW-6206 | Fixed | SD-2600 | 0～100%LEL | Upper limit of operating temperature of instrument: SD-2500=160℃/SD-2600=200℃/SD-2700：250℃
Ethylene Glycol Dimethyl Ether | EGDME | 110-71-4 | C4H10O2 | HW | HW-6206 | Fixed | SD-2700 | 0～100%LEL | Upper limit of operating temperature of instrument: SD-2500=160℃/SD-2600=200℃/SD-2700：250℃
Ethylene Glycol Dimethyl Ether | EGDME | 110-71-4 | C4H10O2 | HW | HW-6207 | Fixed | GD-A2400 | 0～100%LEL | Upper limit of operating temperature of instrument: GD-A2400=160℃
Ethylene Glycol Dimethyl Ether | EGDME | 110-71-4 | C4H10O2 | HW | HW-6208 | Fixed | SD-2500 | 0～100%LEL | HW-6206 temperature sorted sensor, Upper limit of operating temperature of instrument: SD-2500=160℃/SD-2600=200℃/SD-2700：250℃
Ethylene Glycol Dimethyl Ether | EGDME | 110-71-4 | C4H10O2 | HW | HW-6208 | Fixed | SD-2600 | 0～100%LEL | HW-6206 temperature sorted sensor, Upper limit of operating temperature of instrument: SD-2500=160℃/SD-2600=200℃/SD-2700：250℃
Ethylene Glycol Dimethyl Ether | EGDME | 110-71-4 | C4H10O2 | HW | HW-6208 | Fixed | SD-2700 | 0～100%LEL | HW-6206 temperature sorted sensor, Upper limit of operating temperature of instrument: SD-2500=160℃/SD-2600=200℃/SD-2700：250℃
Ethylene Glycol Dimethyl Ether | EGDME | 110-71-4 | C4H10O2 | HW | HW-6212 | Fixed | GD-A80-70series | 0～100%LEL
Ethylene Glycol Dimethyl Ether | EGDME | 110-71-4 | C4H10O2 | SG | SG-8521 | Fixed | GD-A80Vseries | 0～100ppm/0～200ppm/0～300ppm/0～500ppm/0～1000ppm/0～2000ppm/0～3000ppm
Ethylene Glycol Dimethyl Ether | EGDME | 110-71-4 | C4H10O2 | SG | SG-8521 | Fixed | GD-D58・GHseries | 0～100ppm/0～200ppm/0～300ppm/0～500ppm/0～1000ppm/0～2000ppm/0～3000ppm
Ethylene Glycol Dimethyl Ether | EGDME | 110-71-4 | C4H10O2 | SG | SG-8521 | Fixed | SD-1GHseries | 0～100ppm/0～200ppm/0～300ppm/0～500ppm/0～1000ppm/0～2000ppm/0～3000ppm
Ethylene Glycol Dimethyl Ether | EGDME | 110-71-4 | C4H10O2 | SG | SG-8521 | Fixed | SD-D58・GHseries | 0～100ppm/0～200ppm/0～300ppm/0～500ppm/0～1000ppm/0～2000ppm/0～3000ppm
Ethylene oxide | EO | 75-21-8 | C2H4O | SH | SH-8662 | Portable | SP-220(TYPE SC) | 0～10ppm
Ethylene oxide | EO | 75-21-8 | C2H4O | HW | NC-6215 | Portable | GP-1000(Specified cal.gas) | 0～100%LEL
Ethylene oxide | EO | 75-21-8 | C2H4O | HW | NC-6307 | Portable | NC-1000(Specified cal. Gas) | 0～10000ppm
Ethylene oxide | EO | 75-21-8 | C2H4O | SG | SGU-8563 | Fixed | GD-70Dseries | 0～50ppm
Ethylene oxide | EO | 75-21-8 | C2H4O | SG | SGU-8563 | Fixed | TP-70D | 0～50ppm
Ethylene oxide | EO | 75-21-8 | C2H4O | HW | HW-6211 | Fixed | SD-1(TYPE GP)series | ～100%LEL
Ethylene oxide | EO | 75-21-8 | C2H4O | HW | HW-6211 | Fixed | SD-D58(TYPE GP)series | ～100%LEL
Ethylene oxide | EO | 75-21-8 | C2H4O | HW | HW-6211/NC-6211 | Fixed | GD-A80series | ～100%LEL/～30000ppm
Ethylene oxide | EO | 75-21-8 | C2H4O | HW | HW-6211/NC-6211 | Fixed | GD-D58(TYPE GP)series | ～100%LEL/～30000ppm
Ethylene oxide | EO | 75-21-8 | C2H4O | HW | HW-6211/NC-6211 | Fixed | GD-D58(TYPE NC)series | ～100%LEL/～30000ppm
Ethylene oxide | EO | 75-21-8 | C2H4O | HW | HW-6211/NC-6211 | Fixed | SD-1(TYPE NC)series | ～100%LEL/～30000ppm
Ethylene oxide | EO | 75-21-8 | C2H4O | HW | HW-6211/NC-6211 | Fixed | SD-D58(TYPE NC)series | ～100%LEL/～30000ppm
Ethylene oxide | EO | 75-21-8 | C2H4O | SG | SG-8521 | Fixed | GD-A80Vseries | 0～50ppm/0～100ppm/0～150ppm/0～200ppm/0～300ppm/0～500ppm/0～1000ppm
Ethylene oxide | EO | 75-21-8 | C2H4O | SG | SG-8521 | Fixed | GD-D58・GHseries | 0～50ppm/0～100ppm/0～150ppm/0～200ppm/0～300ppm/0～500ppm/0～1000ppm
Ethylene oxide | EO | 75-21-8 | C2H4O | SG | SG-8521 | Fixed | SD-1GHseries | 0～50ppm/0～100ppm/0～150ppm/0～200ppm/0～300ppm/0～500ppm/0～1000ppm
Ethylene oxide | EO | 75-21-8 | C2H4O | SG | SG-8521 | Fixed | SD-D58・GHseries | 0～50ppm/0～100ppm/0～150ppm/0～200ppm/0～300ppm/0～500ppm/0～1000ppm
Ethylene oxide | EO | 75-21-8 | C2H4O | SG | SG-8563 | Fixed | GD-A80Vseries | 0～20ppm/0～30ppm/0～50ppm/0～100ppm/0～150ppm/0～200ppm/0～300ppm/0～500ppm
Ethylene oxide | EO | 75-21-8 | C2H4O | SG | SG-8563 | Fixed | GD-D58・GHseries | 0～20ppm/0～30ppm/0～50ppm/0～100ppm/0～150ppm/0～200ppm/0～300ppm/0～500ppm
Ethylene oxide | EO | 75-21-8 | C2H4O | SG | SG-8563 | Fixed | SD-1GHseries | 0～20ppm/0～30ppm/0～50ppm/0～100ppm/0～150ppm/0～200ppm/0～300ppm/0～500ppm
Ethylene oxide | EO | 75-21-8 | C2H4O | SG | SG-8563 | Fixed | SD-D58・GHseries | 0～20ppm/0～30ppm/0～50ppm/0～100ppm/0～150ppm/0～200ppm/0～300ppm/0～500ppm
Ethylene oxide | EO | 75-21-8 | C2H4O | SG | SG-8563 | Fixed | GD-A80Vseries | 0～1000ppm
Ethylene oxide | EO | 75-21-8 | C2H4O | SG | SG-8563 | Fixed | GD-D58・GHseries | 0～1000ppm
Ethylene oxide | EO | 75-21-8 | C2H4O | SG | SG-8563 | Fixed | SD-1GHseries | 0～1000ppm
Ethylene oxide | EO | 75-21-8 | C2H4O | SG | SG-8563 | Fixed | SD-D58・GHseries | 0～1000ppm
Ethylene oxide | EO | 75-21-8 | C2H4O | SG | SG-8563 | Fixed | GD-A80Vseries | 0～75ppm
Ethylene oxide | EO | 75-21-8 | C2H4O | SG | SG-8563 | Fixed | GD-D58・GHseries | 0～75ppm
Ethylene oxide | EO | 75-21-8 | C2H4O | SG | SG-8563 | Fixed | SD-1GHseries | 0～75ppm
Ethylene oxide | EO | 75-21-8 | C2H4O | SG | SG-8563 | Fixed | SD-D58・GHseries | 0～75ppm
Ethylenediamine | C2H8N2 | 107-15-3 | C2H8N2 | HW | HW-6211 | Fixed | SD-1(TYPE GP)series | ～100%LEL
Ethylenediamine | C2H8N2 | 107-15-3 | C2H8N2 | HW | HW-6211 | Fixed | SD-D58(TYPE GP)series | ～100%LEL
Ethylenediamine | C2H8N2 | 107-15-3 | C2H8N2 | HW | HW-6211/NC-6211 | Fixed | GD-A80series | ～100%LEL/～27000ppm
Ethylenediamine | C2H8N2 | 107-15-3 | C2H8N2 | HW | HW-6211/NC-6211 | Fixed | GD-D58(TYPE GP)series | ～100%LEL/～27000ppm
Ethylenediamine | C2H8N2 | 107-15-3 | C2H8N2 | HW | HW-6211/NC-6211 | Fixed | GD-D58(TYPE NC)series | ～100%LEL/～27000ppm
Ethylenediamine | C2H8N2 | 107-15-3 | C2H8N2 | HW | HW-6211/NC-6211 | Fixed | SD-1(TYPE NC)series | ～100%LEL/～27000ppm
Ethylenediamine | C2H8N2 | 107-15-3 | C2H8N2 | HW | HW-6211/NC-6211 | Fixed | SD-D58(TYPE NC)series | ～100%LEL/～27000ppm
Ethylenediamine | C2H8N2 | 107-15-3 | C2H8N2 | HW | HW-6206 | Fixed | SD-2500 | 0～100%LEL | Upper limit of operating temperature of instrument: SD-2500=160℃/SD-2600=200℃/SD-2700：250℃
Ethylenediamine | C2H8N2 | 107-15-3 | C2H8N2 | HW | HW-6206 | Fixed | SD-2600 | 0～100%LEL | Upper limit of operating temperature of instrument: SD-2500=160℃/SD-2600=200℃/SD-2700：250℃
Ethylenediamine | C2H8N2 | 107-15-3 | C2H8N2 | HW | HW-6206 | Fixed | SD-2700 | 0～100%LEL | Upper limit of operating temperature of instrument: SD-2500=160℃/SD-2600=200℃/SD-2700：250℃
Ethylenediamine | C2H8N2 | 107-15-3 | C2H8N2 | HW | HW-6207 | Fixed | GD-A2400 | 0～100%LEL | Upper limit of operating temperature of instrument: GD-A2400=160℃
Ethylenediamine | C2H8N2 | 107-15-3 | C2H8N2 | HW | HW-6208 | Fixed | SD-2500 | 0～100%LEL | HW-6206 temperature sorted sensor, Upper limit of operating temperature of instrument: SD-2500=160℃/SD-2600=200℃/SD-2700：250℃
Ethylenediamine | C2H8N2 | 107-15-3 | C2H8N2 | HW | HW-6208 | Fixed | SD-2600 | 0～100%LEL | HW-6206 temperature sorted sensor, Upper limit of operating temperature of instrument: SD-2500=160℃/SD-2600=200℃/SD-2700：250℃
Ethylenediamine | C2H8N2 | 107-15-3 | C2H8N2 | HW | HW-6208 | Fixed | SD-2700 | 0～100%LEL | HW-6206 temperature sorted sensor, Upper limit of operating temperature of instrument: SD-2500=160℃/SD-2600=200℃/SD-2700：250℃
Ethylenediamine | C2H8N2 | 107-15-3 | C2H8N2 | HW | HW-6212 | Fixed | GD-A80-70series | 0～100%LEL
Ethylmethylamine | EMA | 624-78-2 | C3H9N | ES | ESU-23RVM | Fixed | GD-70Dseries | 0～15ppm | Updated against electrolyte reduction
Ethylmethylamine | EMA | 624-78-2 | C3H9N | ES | ESU-23RVM | Fixed | TP-70D | 0～15ppm | Updated against electrolyte reduction
Ethylmethylamine | EMA | 624-78-2 | C3H9N | ES | ESM-23RV | Fixed | GD-K88Aiseries | 0～15ppm
Ethylmethylamine | EMA | 624-78-2 | C3H9N | ES | ESM-23RV | Fixed | GD-K88Diseries | 0～15ppm
Ethylmethylamine | EMA | 624-78-2 | C3H9N | ES | ESM-23RVM | Fixed | GD-K88Aiseries | 0～15ppm | Updated against electrolyte reduction
Ethylmethylamine | EMA | 624-78-2 | C3H9N | ES | ESM-23RVM | Fixed | GD-K88Diseries | 0～15ppm | Updated against electrolyte reduction
Fluorine | F2 | 7782-41-4 | F2 | ES | ESM-K233 | Portable | SC-8000 | 0～3ppm
Fluorine | F2 | 7782-41-4 | F2 | ES | ESM-K235 | Portable | SC-8000 | 0～3ppm
Fluorine | F2 | 7782-41-4 | F2 | ES | ESU-K233 | Fixed | GD-70Dseries | 0～3ppm
Fluorine | F2 | 7782-41-4 | F2 | ES | ESU-K233 | Fixed | TP-70D | 0～3ppm
Fluorine | F2 | 7782-41-4 | F2 | ES | ESU-K233L | Fixed | GD-70Dseries | 0～3ppm | Sensor for low humidity/Range： 20～62%RH
Fluorine | F2 | 7782-41-4 | F2 | ES | ESU-K233L | Fixed | TP-70D | 0～3ppm | Sensor for low humidity/Range： 20～62%RH
Fluorine | F2 | 7782-41-4 | F2 | ES | ESU-K235 | Fixed | GD-70Dseries | 0～3ppm
Fluorine | F2 | 7782-41-4 | F2 | ES | ESU-K235 | Fixed | TP-70D | 0～3ppm
Fluorine | F2 | 7782-41-4 | F2 | ES | ESU-K235L | Fixed | GD-70Dseries | 0～3ppm | Sensor for low humidity/Range： 20～65%RH
Fluorine | F2 | 7782-41-4 | F2 | ES | ESU-K235L | Fixed | TP-70D | 0～3ppm | Sensor for low humidity/Range： 20～65%RH
Fluorine | F2 | 7782-41-4 | F2 | ES | ESM-K233 | Fixed | GD-K88Aiseries | 0～3ppm
Fluorine | F2 | 7782-41-4 | F2 | ES | ESM-K233 | Fixed | GD-K88Diseries | 0～3ppm
Fluorine | F2 | 7782-41-4 | F2 | ES | ESM-K235 | Fixed | GD-K88Aiseries | 0～3ppm
Fluorine | F2 | 7782-41-4 | F2 | ES | ESM-K235 | Fixed | GD-K88Diseries | 0～3ppm
Fluorine | F2 | 7782-41-4 | F2 | ES | ESM-K233C | Fixed | GD-K88Aiseries | 0～3ppm
Fluorine | F2 | 7782-41-4 | F2 | ES | ESM-K233C | Fixed | GD-K88Diseries | 0～3ppm
Fluorine | F2 | 7782-41-4 | F2 | ES | ESM-K233L | Fixed | GD-K88Aiseries | 0～3ppm
Fluorine | F2 | 7782-41-4 | F2 | ES | ESM-K233L | Fixed | GD-K88Diseries | 0～3ppm
Fluorine | F2 | 7782-41-4 | F2 | ES | ESM-K235L | Fixed | GD-K88Aiseries | 0～3ppm
Fluorine | F2 | 7782-41-4 | F2 | ES | ESM-K235L | Fixed | GD-K88Diseries | 0～3ppm
Fluorinert FC-3283 | FC-3283 | 86508-42-1 | - | RI | DE-2113-35 | Fixed | RI-257 | 0～5000ppm
Fluorinert FC-40 | FC-40 | 86508-42-1 | - | RI | DE-2113-37 | Fixed | RI-257 | 0～1000ppm
Formaldehyde | HCHO | 50-00-0 | CH2O | SH | SH-8662 | Portable | SP-220(TYPE SC) | 0～50ppm
Formaldehyde | HCHO | 50-00-0 | CH2O | FP | TAB 008 | Portable | FP-31 | 0～0.4ppm
Formaldehyde | HCHO | 50-00-0 | CH2O | FP | TAB 009 | Portable | FP-31 | 0～1ppm
Formaldehyde | CH2O | 50-00-0 | CH2O | HW | HW-6211/NC-6211 | Fixed | GD-A80series | ～25%LEL/～17500ppm
Formaldehyde | CH2O | 50-00-0 | CH2O | HW | HW-6211/NC-6211 | Fixed | GD-D58(TYPE GP)series | ～25%LEL/～17500ppm
Formaldehyde | CH2O | 50-00-0 | CH2O | HW | HW-6211/NC-6211 | Fixed | GD-D58(TYPE NC)series | ～25%LEL/～17500ppm
Formaldehyde | CH2O | 50-00-0 | CH2O | HW | HW-6211/NC-6211 | Fixed | SD-1(TYPE NC)series | ～25%LEL/～17500ppm
Formaldehyde | CH2O | 50-00-0 | CH2O | HW | HW-6211/NC-6211 | Fixed | SD-D58(TYPE NC)series | ～25%LEL/～17500ppm
Formaldehyde | CH2O | 50-00-0 | CH2O | SG | SG-8511 | Fixed | GD-A80Vseries | 0～10000ppm
Formaldehyde | CH2O | 50-00-0 | CH2O | SG | SG-8511 | Fixed | GD-D58・GHseries | 0～10000ppm
Formaldehyde | CH2O | 50-00-0 | CH2O | SG | SG-8511 | Fixed | SD-1GHseries | 0～10000ppm
Formaldehyde | CH2O | 50-00-0 | CH2O | SG | SG-8511 | Fixed | SD-D58・GHseries | 0～10000ppm
Formaldehyde | CH2O | 50-00-0 | CH2O | SG | SG-8521 | Fixed | GD-A80Vseries | 0～30ppm/0～50ppm/0～100ppm/0～150ppm/0～200ppm/0～300ppm/0～500ppm/0～1000ppm/0～2000ppm/0～4000ppm/0～5000ppm
Formaldehyde | CH2O | 50-00-0 | CH2O | SG | SG-8521 | Fixed | GD-D58・GHseries | 0～30ppm/0～50ppm/0～100ppm/0～150ppm/0～200ppm/0～300ppm/0～500ppm/0～1000ppm/0～2000ppm/0～4000ppm/0～5000ppm
Formaldehyde | CH2O | 50-00-0 | CH2O | SG | SG-8521 | Fixed | SD-1GHseries | 0～30ppm/0～50ppm/0～100ppm/0～150ppm/0～200ppm/0～300ppm/0～500ppm/0～1000ppm/0～2000ppm/0～4000ppm/0～5000ppm
Formaldehyde | CH2O | 50-00-0 | CH2O | SG | SG-8521 | Fixed | SD-D58・GHseries | 0～30ppm/0～50ppm/0～100ppm/0～150ppm/0～200ppm/0～300ppm/0～500ppm/0～1000ppm/0～2000ppm/0～4000ppm/0～5000ppm
Formic acid | CH2O2 | 64-18-6 | CH2O2 | ES | ESU-K233M | Fixed | GD-70Dseries | 0～15ppm
Formic acid | CH2O2 | 64-18-6 | CH2O2 | ES | ESU-K233M | Fixed | TP-70D | 0～15ppm
Formic acid | CH2O2 | 64-18-6 | CH2O2 | HW | HW-6211/NC-6211 | Fixed | GD-A80series | ～40%LEL/～72000ppm
Formic acid | CH2O2 | 64-18-6 | CH2O2 | HW | HW-6211/NC-6211 | Fixed | GD-D58(TYPE GP)series | ～40%LEL/～72000ppm
Formic acid | CH2O2 | 64-18-6 | CH2O2 | HW | HW-6211/NC-6211 | Fixed | GD-D58(TYPE NC)series | ～40%LEL/～72000ppm
Formic acid | CH2O2 | 64-18-6 | CH2O2 | HW | HW-6211/NC-6211 | Fixed | SD-1(TYPE NC)series | ～40%LEL/～72000ppm
Formic acid | CH2O2 | 64-18-6 | CH2O2 | HW | HW-6211/NC-6211 | Fixed | SD-D58(TYPE NC)series | ～40%LEL/～72000ppm
Formic acid | CH2O2 | 64-18-6 | CH2O2 | SG | SG-8521 | Fixed | GD-A80Vseries | 0～1000ppm/0～2000ppm/0～3000ppm/0～5000ppm
Formic acid | CH2O2 | 64-18-6 | CH2O2 | SG | SG-8521 | Fixed | GD-D58・GHseries | 0～1000ppm/0～2000ppm/0～3000ppm/0～5000ppm
Formic acid | CH2O2 | 64-18-6 | CH2O2 | SG | SG-8521 | Fixed | SD-1GHseries | 0～1000ppm/0～2000ppm/0～3000ppm/0～5000ppm
Formic acid | CH2O2 | 64-18-6 | CH2O2 | SG | SG-8521 | Fixed | SD-D58・GHseries | 0～1000ppm/0～2000ppm/0～3000ppm/0～5000ppm
Freon 116 | FC-116 | 76-16-4 | C2F6 | RI | DE-2113-37 | Fixed | RI-257 | 0～5000ppm
Furfural | C5H4O2 | 98-01-1 | C5H4O2 | HW | HW-6206 | Fixed | SD-2500 | 0～100%LEL | Upper limit of operating temperature of instrument: SD-2500=160℃/SD-2600=200℃/SD-2700：250℃
Furfural | C5H4O2 | 98-01-1 | C5H4O2 | HW | HW-6206 | Fixed | SD-2600 | 0～100%LEL | Upper limit of operating temperature of instrument: SD-2500=160℃/SD-2600=200℃/SD-2700：250℃
Furfural | C5H4O2 | 98-01-1 | C5H4O2 | HW | HW-6206 | Fixed | SD-2700 | 0～100%LEL | Upper limit of operating temperature of instrument: SD-2500=160℃/SD-2600=200℃/SD-2700：250℃
Furfural | C5H4O2 | 98-01-1 | C5H4O2 | HW | HW-6207 | Fixed | GD-A2400 | 0～100%LEL | Upper limit of operating temperature of instrument: GD-A2400=160℃
Furfural | C5H4O2 | 98-01-1 | C5H4O2 | HW | HW-6208 | Fixed | SD-2500 | 0～100%LEL | HW-6206 temperature sorted sensor, Upper limit of operating temperature of instrument: SD-2500=160℃/SD-2600=200℃/SD-2700：250℃
Furfural | C5H4O2 | 98-01-1 | C5H4O2 | HW | HW-6208 | Fixed | SD-2600 | 0～100%LEL | HW-6206 temperature sorted sensor, Upper limit of operating temperature of instrument: SD-2500=160℃/SD-2600=200℃/SD-2700：250℃
Furfural | C5H4O2 | 98-01-1 | C5H4O2 | HW | HW-6208 | Fixed | SD-2700 | 0～100%LEL | HW-6206 temperature sorted sensor, Upper limit of operating temperature of instrument: SD-2500=160℃/SD-2600=200℃/SD-2700：250℃
Furfural | C5H4O2 | 98-01-1 | C5H4O2 | HW | HW-6212 | Fixed | GD-A80-70series | 0～100%LEL
Furfuryl alcohol | C5H6O2 | 98-00-0 | C5H6O2 | HW | HW-6206 | Fixed | SD-2500 | 0～100%LEL | Upper limit of operating temperature of instrument: SD-2500=160℃/SD-2600=200℃/SD-2700：250℃
Furfuryl alcohol | C5H6O2 | 98-00-0 | C5H6O2 | HW | HW-6206 | Fixed | SD-2600 | 0～100%LEL | Upper limit of operating temperature of instrument: SD-2500=160℃/SD-2600=200℃/SD-2700：250℃
Furfuryl alcohol | C5H6O2 | 98-00-0 | C5H6O2 | HW | HW-6206 | Fixed | SD-2700 | 0～100%LEL | Upper limit of operating temperature of instrument: SD-2500=160℃/SD-2600=200℃/SD-2700：250℃
Furfuryl alcohol | C5H6O2 | 98-00-0 | C5H6O2 | HW | HW-6207 | Fixed | GD-A2400 | 0～100%LEL | Upper limit of operating temperature of instrument: GD-A2400=160℃
Furfuryl alcohol | C5H6O2 | 98-00-0 | C5H6O2 | HW | HW-6208 | Fixed | SD-2500 | 0～100%LEL | HW-6206 temperature sorted sensor, Upper limit of operating temperature of instrument: SD-2500=160℃/SD-2600=200℃/SD-2700：250℃
Furfuryl alcohol | C5H6O2 | 98-00-0 | C5H6O2 | HW | HW-6208 | Fixed | SD-2600 | 0～100%LEL | HW-6206 temperature sorted sensor, Upper limit of operating temperature of instrument: SD-2500=160℃/SD-2600=200℃/SD-2700：250℃
Furfuryl alcohol | C5H6O2 | 98-00-0 | C5H6O2 | HW | HW-6208 | Fixed | SD-2700 | 0～100%LEL | HW-6206 temperature sorted sensor, Upper limit of operating temperature of instrument: SD-2500=160℃/SD-2600=200℃/SD-2700：250℃
Furfuryl alcohol | C5H6O2 | 98-00-0 | C5H6O2 | HW | HW-6212 | Fixed | GD-A80-70series | 0～100%LEL
Galden HT135 | HT-135 | - | - | SG | SG-8521 | Fixed | GD-A80Vseries | 0～2000ppm/0～3000ppm/0～5000ppm
Galden HT135 | HT-135 | - | - | SG | SG-8521 | Fixed | GD-D58・GHseries | 0～2000ppm/0～3000ppm/0～5000ppm
Galden HT135 | HT-135 | - | - | SG | SG-8521 | Fixed | SD-1GHseries | 0～2000ppm/0～3000ppm/0～5000ppm
Galden HT135 | HT-135 | - | - | SG | SG-8521 | Fixed | SD-D58・GHseries | 0～2000ppm/0～3000ppm/0～5000ppm
Galden ZT150 | ZT-150 | - | - | RI | DE-2113-35 | Fixed | RI-257 | 0～1000ppm
Galden ZT150 | ZT-150 | - | - | SG | SG-8562 | Fixed | GD-A80Vseries | 0～1000ppm/0～2000ppm
Galden ZT150 | ZT-150 | - | - | SG | SG-8562 | Fixed | GD-D58・GHseries | 0～1000ppm/0～2000ppm
Galden ZT150 | ZT-150 | - | - | SG | SG-8562 | Fixed | SD-1GHseries | 0～1000ppm/0～2000ppm
Galden ZT150 | ZT-150 | - | - | SG | SG-8562 | Fixed | SD-D58・GHseries | 0～1000ppm/0～2000ppm
Gelmane | GeH4 | 7782-65-2 | GeH4 | SH | SH-8662 | Portable | SP-220(TYPE SC) | 0～0.2ppm
Gelmane | GeH4 | 7782-65-2 | GeH4 | ES | ESM-23DH | Portable | SC-8000 | 0～0.8ppm
Gelmane | GeH4 | 7782-65-2 | GeH4 | ES | ESU-23DH | Fixed | GD-70Dseries | 0～0.8ppm
Gelmane | GeH4 | 7782-65-2 | GeH4 | ES | ESU-23DH | Fixed | TP-70D | 0～0.8ppm
Gelmane | GeH4 | 7782-65-2 | GeH4 | ES | ESU-23AY | Fixed | GD-70Dseries | 0～0.8ppm | Available only in cleanroom/Against C3H6 interference
Gelmane | GeH4 | 7782-65-2 | GeH4 | ES | ESU-23AY | Fixed | TP-70D | 0～0.8ppm | Available only in cleanroom/Against C3H6 interference
Gelmane | GeH4 | 7782-65-2 | GeH4 | ES | ESM-23DH | Fixed | GD-K88Aiseries | 0～0.8ppm
Gelmane | GeH4 | 7782-65-2 | GeH4 | ES | ESM-23DH | Fixed | GD-K88Diseries | 0～0.8ppm
HCFC-225 | AK-225 | - | C3HF5CL2 | RI | DE-2113-35 | Fixed | RI-257 | 0～5000ppm
HCFC-225 | AK-225 | - | C3HF5CL2 | SG | SG-8513 | Fixed | GD-A80Vseries | 0～10000ppm
HCFC-225 | AK-225 | - | C3HF5CL2 | SG | SG-8513 | Fixed | GD-D58・GHseries | 0～10000ppm
HCFC-225 | AK-225 | - | C3HF5CL2 | SG | SG-8513 | Fixed | SD-1GHseries | 0～10000ppm
HCFC-225 | AK-225 | - | C3HF5CL2 | SG | SG-8513 | Fixed | SD-D58・GHseries | 0～10000ppm
Helium | He | 7440-59-7 | He | TE | TE-7515W | Portable | NP-1000(CH4) | 0～100vol%
Hexafluoro-1,3-butadiene | C4F6 | 685-63-2 | C4F6 | ES | ESU-K235L | Fixed | TP-70DGⅡseries | 0～5ppm | Only for TP-70DGⅡ
Hexafluoro-1,3-butadiene | C4F6 | 685-63-2 | C4F6 | SG | SGU-8521 | Fixed | GD-70Dseries | 0～200ppm
Hexafluoro-1,3-butadiene | C4F6 | 685-63-2 | C4F6 | SG | SGU-8521 | Fixed | TP-70D | 0～200ppm
Hexafluoro-1,3-butadiene | C4F6 | 685-63-2 | C4F6 | SG | SGU-8521 | Fixed | GD-70Dseries | 0～2000ppm
Hexafluoro-1,3-butadiene | C4F6 | 685-63-2 | C4F6 | SG | SGU-8521 | Fixed | TP-70D | 0～2000ppm
Hexafluoro-1,3-butadiene | C4F6 | 685-63-2 | C4F6 | SG | SGU-8521 | Fixed | GD-70Dseries | 0～5000ppm
Hexafluoro-1,3-butadiene | C4F6 | 685-63-2 | C4F6 | SG | SGU-8521 | Fixed | TP-70D | 0～5000ppm
Hexafluoro-1,3-butadiene | C4F6 | 685-63-2 | C4F6 | SG | SG-8521 | Fixed | GD-A80Vseries | 0～200ppm/0～300ppm/0～500ppm/0～1000ppm/0～2000ppm/0～3000ppm/0～5000ppm
Hexafluoro-1,3-butadiene | C4F6 | 685-63-2 | C4F6 | SG | SG-8521 | Fixed | GD-D58・GHseries | 0～200ppm/0～300ppm/0～500ppm/0～1000ppm/0～2000ppm/0～3000ppm/0～5000ppm
Hexafluoro-1,3-butadiene | C4F6 | 685-63-2 | C4F6 | SG | SG-8521 | Fixed | SD-1GHseries | 0～200ppm/0～300ppm/0～500ppm/0～1000ppm/0～2000ppm/0～3000ppm/0～5000ppm
Hexafluoro-1,3-butadiene | C4F6 | 685-63-2 | C4F6 | SG | SG-8521 | Fixed | SD-D58・GHseries | 0～200ppm/0～300ppm/0～500ppm/0～1000ppm/0～2000ppm/0～3000ppm/0～5000ppm
Hexafluoroacetylacetone | Hhfac | 1522-22-1 | C5H2O2F6 | ES | ESU-K235 | Fixed | GD-70Dseries | 0～20ppm
Hexafluoroacetylacetone | Hhfac | 1522-22-1 | C5H2O2F6 | ES | ESU-K235 | Fixed | TP-70D | 0～20ppm
Hexafluoroacetylacetone | Hhfac | 1522-22-1 | C5H2O2F6 | ES | ESU-K235L | Fixed | GD-70Dseries | 0～20ppm | Sensor for low humidity/Range： 20～65%RH
Hexafluoroacetylacetone | Hhfac | 1522-22-1 | C5H2O2F6 | ES | ESU-K235L | Fixed | TP-70D | 0～20ppm | Sensor for low humidity/Range： 20～65%RH
Hexafluorobenzene | C6F6 | 392-56-3 | C6F6 | SG | SG-8511 | Fixed | GD-A80Vseries | 0～3000ppm/0～5000ppm
Hexafluorobenzene | C6F6 | 392-56-3 | C6F6 | SG | SG-8511 | Fixed | GD-D58・GHseries | 0～3000ppm/0～5000ppm
Hexafluorobenzene | C6F6 | 392-56-3 | C6F6 | SG | SG-8511 | Fixed | SD-1GHseries | 0～3000ppm/0～5000ppm
Hexafluorobenzene | C6F6 | 392-56-3 | C6F6 | SG | SG-8511 | Fixed | SD-D58・GHseries | 0～3000ppm/0～5000ppm
Hexafluoropropylene | C3F6 | 116-15-4 | C3F6 | SG | SGU-8521 | Fixed | GD-70Dseries | 0～2000ppm
Hexafluoropropylene | C3F6 | 116-15-4 | C3F6 | SG | SGU-8521 | Fixed | TP-70D | 0～2000ppm
Hexafluoropropylene | C3F6 | 116-15-4 | C3F6 | SG | SG-8521 | Fixed | GD-A80Vseries | 0～2000ppm/0～3000ppm/0～5000ppm
Hexafluoropropylene | C3F6 | 116-15-4 | C3F6 | SG | SG-8521 | Fixed | GD-D58・GHseries | 0～2000ppm/0～3000ppm/0～5000ppm
Hexafluoropropylene | C3F6 | 116-15-4 | C3F6 | SG | SG-8521 | Fixed | SD-1GHseries | 0～2000ppm/0～3000ppm/0～5000ppm
Hexafluoropropylene | C3F6 | 116-15-4 | C3F6 | SG | SG-8521 | Fixed | SD-D58・GHseries | 0～2000ppm/0～3000ppm/0～5000ppm
Hexafluoropropylene oxide | C3F6O | - | C3OF6 | SG | SG-8521 | Fixed | GD-A80Vseries | 0～300ppm/0～500ppm/0～1000ppm/0～2000ppm/0～3000ppm/0～5000ppm
Hexafluoropropylene oxide | C3F6O | - | C3OF6 | SG | SG-8521 | Fixed | GD-D58・GHseries | 0～300ppm/0～500ppm/0～1000ppm/0～2000ppm/0～3000ppm/0～5000ppm
Hexafluoropropylene oxide | C3F6O | - | C3OF6 | SG | SG-8521 | Fixed | SD-1GHseries | 0～300ppm/0～500ppm/0～1000ppm/0～2000ppm/0～3000ppm/0～5000ppm
Hexafluoropropylene oxide | C3F6O | - | C3OF6 | SG | SG-8521 | Fixed | SD-D58・GHseries | 0～300ppm/0～500ppm/0～1000ppm/0～2000ppm/0～3000ppm/0～5000ppm
Hexamethyldisiloxane | HMDSO | 107-46-0 | C6H18OSi2 | SS | SSU-1925 | Fixed | GD-70D+PLUseries | 0～5ppm | PLU-70 required
Hexamethyldisiloxane | HMDSO | 107-46-0 | C6H18OSi2 | SS | SSU-1925 | Fixed | GD-70DG | 0～5ppm | PLU-70 required
Hexamethyldisiloxane | HMDSO | 107-46-0 | C6H18OSi2 | RI | DE-2113-37 | Fixed | RI-257 | 0～5000ppm
Hexyl Acetate | C8H16O2 | 142-92-7 | C8H16O2 | HW | HW-6211/NC-6211 | Fixed | GD-A80series | ～5000ppm
Hexyl Acetate | C8H16O2 | 142-92-7 | C8H16O2 | HW | HW-6211/NC-6211 | Fixed | GD-D58(TYPE GP)series | ～5000ppm
Hexyl Acetate | C8H16O2 | 142-92-7 | C8H16O2 | HW | HW-6211/NC-6211 | Fixed | GD-D58(TYPE NC)series | ～5000ppm
Hexyl Acetate | C8H16O2 | 142-92-7 | C8H16O2 | HW | HW-6211/NC-6211 | Fixed | SD-1(TYPE NC)series | ～5000ppm
Hexyl Acetate | C8H16O2 | 142-92-7 | C8H16O2 | HW | HW-6211/NC-6211 | Fixed | SD-D58(TYPE NC)series | ～5000ppm
Hexyl Acetate | C8H16O2 | 142-92-7 | C8H16O2 | HW | HW-6206 | Fixed | SD-2500 | 0～100%LEL | Upper limit of operating temperature of instrument: SD-2500=160℃/SD-2600=200℃/SD-2700：250℃
Hexyl Acetate | C8H16O2 | 142-92-7 | C8H16O2 | HW | HW-6206 | Fixed | SD-2600 | 0～100%LEL | Upper limit of operating temperature of instrument: SD-2500=160℃/SD-2600=200℃/SD-2700：250℃
Hexyl Acetate | C8H16O2 | 142-92-7 | C8H16O2 | HW | HW-6206 | Fixed | SD-2700 | 0～100%LEL | Upper limit of operating temperature of instrument: SD-2500=160℃/SD-2600=200℃/SD-2700：250℃
Hexyl Acetate | C8H16O2 | 142-92-7 | C8H16O2 | HW | HW-6207 | Fixed | GD-A2400 | 0～100%LEL | Upper limit of operating temperature of instrument: GD-A2400=160℃
Hexyl Acetate | C8H16O2 | 142-92-7 | C8H16O2 | HW | HW-6208 | Fixed | SD-2500 | 0～100%LEL | HW-6206 temperature sorted sensor, Upper limit of operating temperature of instrument: SD-2500=160℃/SD-2600=200℃/SD-2700：250℃
Hexyl Acetate | C8H16O2 | 142-92-7 | C8H16O2 | HW | HW-6208 | Fixed | SD-2600 | 0～100%LEL | HW-6206 temperature sorted sensor, Upper limit of operating temperature of instrument: SD-2500=160℃/SD-2600=200℃/SD-2700：250℃
Hexyl Acetate | C8H16O2 | 142-92-7 | C8H16O2 | HW | HW-6208 | Fixed | SD-2700 | 0～100%LEL | HW-6206 temperature sorted sensor, Upper limit of operating temperature of instrument: SD-2500=160℃/SD-2600=200℃/SD-2700：250℃
Hexyl Acetate | C8H16O2 | 142-92-7 | C8H16O2 | HW | HW-6212 | Fixed | GD-A80-70series | 0～100%LEL
Hexyl Acetate | C8H16O2 | 142-92-7 | C8H16O2 | SG | SG-8521 | Fixed | GD-A80Vseries | 0～200ppm/0～300ppm/0～500ppm/0～1000ppm
Hexyl Acetate | C8H16O2 | 142-92-7 | C8H16O2 | SG | SG-8521 | Fixed | GD-D58・GHseries | 0～200ppm/0～300ppm/0～500ppm/0～1000ppm
Hexyl Acetate | C8H16O2 | 142-92-7 | C8H16O2 | SG | SG-8521 | Fixed | SD-1GHseries | 0～200ppm/0～300ppm/0～500ppm/0～1000ppm
Hexyl Acetate | C8H16O2 | 142-92-7 | C8H16O2 | SG | SG-8521 | Fixed | SD-D58・GHseries | 0～200ppm/0～300ppm/0～500ppm/0～1000ppm
HFE-7100 | HFE7100 | 163702-08-07,163702-07-06,07-6378-9 | C5H3OF9 | RI | DE-2113-35 | Fixed | RI-257 | 0～5000ppm
HFE-7200 | HFE7200 | - | C6H5OF9 | SG | SGU-8511 | Fixed | GD-70Dseries | 0～2000ppm
HFE-7200 | HFE7200 | - | C6H5OF9 | SG | SGU-8511 | Fixed | TP-70D | 0～2000ppm
HFE-7200 | HFE7200 | - | C6H5OF9 | SG | SG-8511 | Fixed | GD-A80Vseries | 0～500ppm/0～1000ppm/0～2000ppm/0～3000ppm/0～5000ppm
HFE-7200 | HFE7200 | - | C6H5OF9 | SG | SG-8511 | Fixed | GD-D58・GHseries | 0～500ppm/0～1000ppm/0～2000ppm/0～3000ppm/0～5000ppm
HFE-7200 | HFE7200 | - | C6H5OF9 | SG | SG-8511 | Fixed | SD-1GHseries | 0～500ppm/0～1000ppm/0～2000ppm/0～3000ppm/0～5000ppm
HFE-7200 | HFE7200 | - | C6H5OF9 | SG | SG-8511 | Fixed | SD-D58・GHseries | 0～500ppm/0～1000ppm/0～2000ppm/0～3000ppm/0～5000ppm
Hydrazine | N2H4 | 302-01-2 | N2H4 | ES | ESM-23E | Portable | SC-8000 | 0～5ppm
Hydrazine | N2H4 | 302-01-2 | N2H4 | ES | ESU-23E | Fixed | GD-70Dseries | 0～5ppm
Hydrazine | N2H4 | 302-01-2 | N2H4 | ES | ESU-23E | Fixed | TP-70D | 0～5ppm
Hydrazine | N2H4 | 302-01-2 | N2H4 | ES | ESM-23E | Fixed | GD-K88Aiseries | 0～5ppm
Hydrazine | N2H4 | 302-01-2 | N2H4 | ES | ESM-23E | Fixed | GD-K88Diseries | 0～5ppm
Hydrazine | N2H4 | 302-01-2 | N2H4 | ES | ESM-23E | Fixed | GD-K88Aiseries | 0～10ppm
Hydrazine | N2H4 | 302-01-2 | N2H4 | ES | ESM-23E | Fixed | GD-K88Diseries | 0～10ppm
Hydrogen | H2 | 1333-74-0 | H2 | HW | NC-6215 | Portable | GX-8000 | 0～100%LEL
Hydrogen | H2 | 1333-74-0 | H2 | HW | NC-6215 | Portable | GX-8000(TYPE LEL) | 0～100%LEL
Hydrogen | H2 | 1333-74-0 | H2 | HW | NC-6215 | Portable | GP-1000(HC/CH4) | 0～100%LEL
Hydrogen | H2 | 1333-74-0 | H2 | TE | TE-7515 | Portable | GX-8000 | 0～100vol%
Hydrogen | H2 | 1333-74-0 | H2 | HW | NC-6307 | Portable | NC-1000(HC/CH4) | 0～10000ppm
Hydrogen | H2 | 1333-74-0 | H2 | TE | TE-7515W | Portable | NP-1000(H2) | 0～100vol%
Hydrogen | H2 | 1333-74-0 | H2 | SH | SH-8662 | Portable | SP-220(TYPE SC) | 0～10ppm
Hydrogen | H2 | 1333-74-0 | H2 | SH | SH-8661 | Portable | SP-220(TYPE H2) | 0～10000ppm
Hydrogen | H2 | 1333-74-0 | H2 | ES | ESU-23DHF | Fixed | GD-70Dseries | 0～2000ppm
Hydrogen | H2 | 1333-74-0 | H2 | ES | ESU-23DHF | Fixed | TP-70D | 0～2000ppm
Hydrogen | H2 | 1333-74-0 | H2 | ES | ESU-23DHF-J | Fixed | GD-70Dseries | 0～1000ppm | With lifetime prediction
Hydrogen | H2 | 1333-74-0 | H2 | ES | ESU-23DHF-J | Fixed | TP-70D | 0～1000ppm | With lifetime prediction
Hydrogen | H2 | 1333-74-0 | H2 | SG | SGU-8511 | Fixed | GD-70Dseries | 0～2.00vol%
Hydrogen | H2 | 1333-74-0 | H2 | SG | SGU-8511 | Fixed | TP-70D | 0～2.00vol%
Hydrogen | H2 | 1333-74-0 | H2 | SG | SGU-8541 | Fixed | GD-70Dseries | 0～100ppm
Hydrogen | H2 | 1333-74-0 | H2 | SG | SGU-8541 | Fixed | TP-70D | 0～100ppm
Hydrogen | H2 | 1333-74-0 | H2 | SG | SGU-8521 | Fixed | GD-70Dseries | 0～500ppm
Hydrogen | H2 | 1333-74-0 | H2 | SG | SGU-8521 | Fixed | TP-70D | 0～500ppm
Hydrogen | H2 | 1333-74-0 | H2 | SG | SGU-8521 | Fixed | GD-70Dseries | 0～1000ppm
Hydrogen | H2 | 1333-74-0 | H2 | SG | SGU-8521 | Fixed | TP-70D | 0～1000ppm
Hydrogen | H2 | 1333-74-0 | H2 | SG | SGU-8541 | Fixed | GD-70Dseries | 0～200ppm
Hydrogen | H2 | 1333-74-0 | H2 | SG | SGU-8541 | Fixed | TP-70D | 0～200ppm
Hydrogen | H2 | 1333-74-0 | H2 | SG | SGU-8541 | Fixed | GD-70Dseries | 0～500ppm
Hydrogen | H2 | 1333-74-0 | H2 | SG | SGU-8541 | Fixed | TP-70D | 0～500ppm
Hydrogen | H2 | 1333-74-0 | H2 | SG | SGU-8541 | Fixed | GD-70Dseries | 0～1000ppm
Hydrogen | H2 | 1333-74-0 | H2 | SG | SGU-8541 | Fixed | TP-70D | 0～1000ppm
Hydrogen | H2 | 1333-74-0 | H2 | SG | SGU-8541 | Fixed | GD-70Dseries | 0～2000ppm
Hydrogen | H2 | 1333-74-0 | H2 | SG | SGU-8541 | Fixed | TP-70D | 0～2000ppm
Hydrogen | H2 | 1333-74-0 | H2 | SG | SGU-8541 | Fixed | GD-70Dseries | 0～4000ppm
Hydrogen | H2 | 1333-74-0 | H2 | SG | SGU-8541 | Fixed | TP-70D | 0～4000ppm
Hydrogen | H2 | 1333-74-0 | H2 | HW | NCU‐6211 | Fixed | GD-70Dseries | 0～2vol%
Hydrogen | H2 | 1333-74-0 | H2 | HW | NCU‐6211 | Fixed | TP-70D | 0～2vol%
Hydrogen | H2 | 1333-74-0 | H2 | HW | NCU‐6211 | Fixed | GD-70Dseries | 0～100%LEL | Confirm that GD-70D is non-explosion proof
Hydrogen | H2 | 1333-74-0 | H2 | HW | NCU‐6211 | Fixed | TP-70D | 0～100%LEL | Confirm that GD-70D is non-explosion proof
Hydrogen | H2 | 1333-74-0 | H2 | HW | NCU‐6211 | Fixed | GD-70Dseries | 0～1vol%
Hydrogen | H2 | 1333-74-0 | H2 | HW | NCU‐6211 | Fixed | TP-70D | 0～1vol%
Hydrogen | H2 | 1333-74-0 | H2 | HW | NCU‐6211 | Fixed | GD-70Dseries | 0～4vol% | Confirm that GD-70D is non-explosion proof
Hydrogen | H2 | 1333-74-0 | H2 | HW | NCU‐6211 | Fixed | TP-70D | 0～4vol% | Confirm that GD-70D is non-explosion proof
Hydrogen | H2 | 1333-74-0 | H2 | HW | NCU-6244A | Fixed | GD-70Dseries | 0～100%LEL | Confirm that GD-70D is non-explosion proof
Hydrogen | H2 | 1333-74-0 | H2 | HW | NCU-6244A | Fixed | TP-70D | 0～100%LEL | Confirm that GD-70D is non-explosion proof
Hydrogen | H2 | 1333-74-0 | H2 | HW | NCU-6244A | Fixed | GD-70Dseries | 0～2vol%
Hydrogen | H2 | 1333-74-0 | H2 | HW | NCU-6244A | Fixed | TP-70D | 0～2vol%
Hydrogen | H2 | 1333-74-0 | H2 | HW | NCU-6244A | Fixed | GD-70Dseries | 0～2000ppm
Hydrogen | H2 | 1333-74-0 | H2 | HW | NCU-6244A | Fixed | TP-70D | 0～2000ppm
Hydrogen | H2 | 1333-74-0 | H2 | SH | SHU-8644 | Fixed | GD-70Dseries | 0～2000ppm
Hydrogen | H2 | 1333-74-0 | H2 | ES | ESM-23DHF | Fixed | GD-K88Aiseries | 0～2000ppm
Hydrogen | H2 | 1333-74-0 | H2 | ES | ESM-23DHF | Fixed | GD-K88Diseries | 0～2000ppm
Hydrogen | H2 | 1333-74-0 | H2 | HW | HW-6211 | Fixed | SD-1(TYPE GP)series | ～100%LEL
Hydrogen | H2 | 1333-74-0 | H2 | HW | HW-6211 | Fixed | SD-D58(TYPE GP)series | ～100%LEL
Hydrogen | H2 | 1333-74-0 | H2 | HW | HW-6211/NC-6211 | Fixed | GD-A80series | ～100%LEL/～40000ppm
Hydrogen | H2 | 1333-74-0 | H2 | HW | HW-6211/NC-6211 | Fixed | GD-D58(TYPE GP)series | ～100%LEL/～40000ppm
Hydrogen | H2 | 1333-74-0 | H2 | HW | HW-6211/NC-6211 | Fixed | GD-D58(TYPE NC)series | ～100%LEL/～40000ppm
Hydrogen | H2 | 1333-74-0 | H2 | HW | HW-6211/NC-6211 | Fixed | SD-1(TYPE NC)series | ～100%LEL/～40000ppm
Hydrogen | H2 | 1333-74-0 | H2 | HW | HW-6211/NC-6211 | Fixed | SD-D58(TYPE NC)series | ～100%LEL/～40000ppm
Hydrogen | H2 | 1333-74-0 | H2 | HW | HW-6213/NC-6213 | Fixed | GD-A80series | 0～100%LEL/0～40000ppm
Hydrogen | H2 | 1333-74-0 | H2 | HW | HW-6213/NC-6213 | Fixed | GD-D58(TYPE GP)series | 0～100%LEL/0～40000ppm
Hydrogen | H2 | 1333-74-0 | H2 | HW | HW-6213/NC-6213 | Fixed | GD-D58(TYPE NC)series | 0～100%LEL/0～40000ppm
Hydrogen | H2 | 1333-74-0 | H2 | HW | HW-6239 | Fixed | GD-A80-70series | 0～100%LEL
Hydrogen | H2 | 1333-74-0 | H2 | HW | HW-6239 | Fixed | SD-1(TYPE GP)series | 0～100%LEL
Hydrogen | H2 | 1333-74-0 | H2 | HW | HW-6239 | Fixed | SD-D58(TYPE GP)series | 0～100%LEL
Hydrogen | H2 | 1333-74-0 | H2 | HW | HW-6239/NC-6239 | Fixed | GD-A80series | 0～100%LEL/0～40000ppm
Hydrogen | H2 | 1333-74-0 | H2 | HW | HW-6239/NC-6239 | Fixed | GD-D58(TYPE GP)series | 0～100%LEL/0～40000ppm
Hydrogen | H2 | 1333-74-0 | H2 | HW | HW-6239/NC-6239 | Fixed | GD-D58(TYPE NC)series | 0～100%LEL/0～40000ppm
Hydrogen | H2 | 1333-74-0 | H2 | HW | HW-6239/NC-6239 | Fixed | SD-1(TYPE NC)series | 0～100%LEL/0～40000ppm
Hydrogen | H2 | 1333-74-0 | H2 | HW | HW-6239/NC-6239 | Fixed | SD-D58(TYPE NC)series | 0～100%LEL/0～40000ppm
Hydrogen | H2 | 1333-74-0 | H2 | HW | NC-6240A | Fixed | GD-A80series | 0～100%LEL/0～40000ppm
Hydrogen | H2 | 1333-74-0 | H2 | HW | NC-6240A | Fixed | GD-D58(TYPE NC)series | 0～100%LEL/0～40000ppm
Hydrogen | H2 | 1333-74-0 | H2 | HW | NC-6240A | Fixed | SD-1(TYPE NC)series | 0～100%LEL/0～40000ppm
Hydrogen | H2 | 1333-74-0 | H2 | HW | NC-6240A | Fixed | SD-D58(TYPE NC)series | 0～100%LEL/0～40000ppm
Hydrogen | H2 | 1333-74-0 | H2 | HW | NC-6245 | Fixed | GD-A80series | 0～100%LEL
Hydrogen | H2 | 1333-74-0 | H2 | HW | NC-6245 | Fixed | GD-D58(TYPE NC)series | 0～100%LEL
Hydrogen | H2 | 1333-74-0 | H2 | HW | NC-6245 | Fixed | SD-1(TYPE NC)series | 0～100%LEL
Hydrogen | H2 | 1333-74-0 | H2 | HW | NC-6245 | Fixed | SD-D58(TYPE NC)series | 0～100%LEL
Hydrogen | H2 | 1333-74-0 | H2 | HW | NC-6250 | Fixed | GD-A80series | 0～100%LEL/0～40000ppm
Hydrogen | H2 | 1333-74-0 | H2 | HW | NC-6250 | Fixed | GD-D58(TYPE NC)series | 0～100%LEL/0～40000ppm
Hydrogen | H2 | 1333-74-0 | H2 | HW | HW-6206 | Fixed | SD-2500 | 0～100%LEL | Upper limit of operating temperature of instrument: SD-2500=160℃/SD-2600=200℃/SD-2700：250℃
Hydrogen | H2 | 1333-74-0 | H2 | HW | HW-6206 | Fixed | SD-2600 | 0～100%LEL | Upper limit of operating temperature of instrument: SD-2500=160℃/SD-2600=200℃/SD-2700：250℃
Hydrogen | H2 | 1333-74-0 | H2 | HW | HW-6206 | Fixed | SD-2700 | 0～100%LEL | Upper limit of operating temperature of instrument: SD-2500=160℃/SD-2600=200℃/SD-2700：250℃
Hydrogen | H2 | 1333-74-0 | H2 | HW | HW-6207 | Fixed | GD-A2400 | 0～100%LEL | Upper limit of operating temperature of instrument: GD-A2400=160℃
Hydrogen | H2 | 1333-74-0 | H2 | HW | HW-6208 | Fixed | SD-2500 | 0～100%LEL | HW-6206 temperature sorted sensor, Upper limit of operating temperature of instrument: SD-2500=160℃/SD-2600=200℃/SD-2700：250℃
Hydrogen | H2 | 1333-74-0 | H2 | HW | HW-6208 | Fixed | SD-2600 | 0～100%LEL | HW-6206 temperature sorted sensor, Upper limit of operating temperature of instrument: SD-2500=160℃/SD-2600=200℃/SD-2700：250℃
Hydrogen | H2 | 1333-74-0 | H2 | HW | HW-6208 | Fixed | SD-2700 | 0～100%LEL | HW-6206 temperature sorted sensor, Upper limit of operating temperature of instrument: SD-2500=160℃/SD-2600=200℃/SD-2700：250℃
Hydrogen | H2 | 1333-74-0 | H2 | HW | HW-6212 | Fixed | GD-A80-70series | 0～100%LEL
Hydrogen | H2 | 1333-74-0 | H2 | HW | NC-6244 | Fixed | GD-A80series | 0～100%LEL
Hydrogen | H2 | 1333-74-0 | H2 | HW | NC-6244 | Fixed | GD-D58(TYPE NC)series | 0～100%LEL
Hydrogen | H2 | 1333-74-0 | H2 | HW | NC-6244A | Fixed | GD-A80series | 0～100%LEL/0～40000ppm
Hydrogen | H2 | 1333-74-0 | H2 | HW | NC-6244A | Fixed | GD-D58(TYPE NC)series | 0～100%LEL/0～40000ppm
Hydrogen | H2 | 1333-74-0 | H2 | HW | NC-6244A | Fixed | SD-1(TYPE NC)series | 0～100%LEL/0～40000ppm
Hydrogen | H2 | 1333-74-0 | H2 | HW | NC-6244A | Fixed | SD-D58(TYPE NC)series | 0～100%LEL/0～40000ppm
Hydrogen | H2 | 1333-74-0 | H2 | SG | SG-8511 | Fixed | GD-A80Vseries | 0～3000ppm/0～4000ppm/0～5000ppm/0～10000ppm/0～20000ppm/0～40000ppm/0～50%LEL/0～100%LEL/0～1vol%/0～2vol%/0～4vol%
Hydrogen | H2 | 1333-74-0 | H2 | SG | SG-8511 | Fixed | GD-D58・GHseries | 0～3000ppm/0～4000ppm/0～5000ppm/0～10000ppm/0～20000ppm/0～40000ppm/0～50%LEL/0～100%LEL/0～1vol%/0～2vol%/0～4vol%
Hydrogen | H2 | 1333-74-0 | H2 | SG | SG-8511 | Fixed | SD-1GHseries | 0～3000ppm/0～4000ppm/0～5000ppm/0～10000ppm/0～20000ppm/0～40000ppm/0～50%LEL/0～100%LEL/0～1vol%/0～2vol%/0～4vol%
Hydrogen | H2 | 1333-74-0 | H2 | SG | SG-8511 | Fixed | SD-D58・GHseries | 0～3000ppm/0～4000ppm/0～5000ppm/0～10000ppm/0～20000ppm/0～40000ppm/0～50%LEL/0～100%LEL/0～1vol%/0～2vol%/0～4vol%
Hydrogen | H2 | 1333-74-0 | H2 | SG | SG-8521 | Fixed | GD-A80Vseries | ★0～50ppm/★0～100ppm/0～200ppm/0～300ppm/0～500ppm/0～1000ppm/0～2000ppm | ★Range easily affected by environmental conditions and other
Hydrogen | H2 | 1333-74-0 | H2 | SG | SG-8521 | Fixed | GD-D58・GHseries | ★0～50ppm/★0～100ppm/0～200ppm/0～300ppm/0～500ppm/0～1000ppm/0～2000ppm | ★Range easily affected by environmental conditions and other
Hydrogen | H2 | 1333-74-0 | H2 | SG | SG-8521 | Fixed | SD-1GHseries | ★0～50ppm/★0～100ppm/0～200ppm/0～300ppm/0～500ppm/0～1000ppm/0～2000ppm | ★Range easily affected by environmental conditions and other
Hydrogen | H2 | 1333-74-0 | H2 | SG | SG-8521 | Fixed | SD-D58・GHseries | ★0～50ppm/★0～100ppm/0～200ppm/0～300ppm/0～500ppm/0～1000ppm/0～2000ppm | ★Range easily affected by environmental conditions and other
Hydrogen | H2 | 1333-74-0 | H2 | SG | SG-8541 | Fixed | GD-A80Vseries | 0～100ppm/0～200ppm/0～300ppm/0～500ppm/0～1000ppm/0～2000ppm
Hydrogen | H2 | 1333-74-0 | H2 | SG | SG-8541 | Fixed | GD-D58・GHseries | 0～100ppm/0～200ppm/0～300ppm/0～500ppm/0～1000ppm/0～2000ppm
Hydrogen | H2 | 1333-74-0 | H2 | SG | SG-8541 | Fixed | SD-1GHseries | 0～100ppm/0～200ppm/0～300ppm/0～500ppm/0～1000ppm/0～2000ppm
Hydrogen | H2 | 1333-74-0 | H2 | SG | SG-8541 | Fixed | SD-D58・GHseries | 0～100ppm/0～200ppm/0～300ppm/0～500ppm/0～1000ppm/0～2000ppm
Hydrogen Bromide | HBr | 10035-10-6 | HBr | SH | SH-8662 | Portable | SP-220(TYPE SC) | 0～10ppm
Hydrogen Bromide | HBr | 10035-10-6 | HBr | ES | ESM-23E | Portable | SC-8000 | 0～6ppm
Hydrogen Bromide | HBr | 10035-10-6 | HBr | ES | ESM-23E | Portable | SC-8000 | 0～9ppm
Hydrogen Bromide | HBr | 10035-10-6 | HBr | ES | ESU-23E | Fixed | GD-70Dseries | 0～6ppm
Hydrogen Bromide | HBr | 10035-10-6 | HBr | ES | ESU-23E | Fixed | TP-70D | 0～6ppm
Hydrogen Bromide | HBr | 10035-10-6 | HBr | ES | ESU-23E-G | Fixed | GD-70Dseries | 0～6ppm | Alternate gas factor (HCL) granted
Hydrogen Bromide | HBr | 10035-10-6 | HBr | ES | ESU-23E-G | Fixed | TP-70D | 0～6ppm | Alternate gas factor (HCL) granted
Hydrogen Bromide | HBr | 10035-10-6 | HBr | ES | ESU-23E-G | Fixed | GD-70Dseries | 0～9ppm | Alternate gas factor (HCL) granted
Hydrogen Bromide | HBr | 10035-10-6 | HBr | ES | ESU-23E-G | Fixed | TP-70D | 0～9ppm | Alternate gas factor (HCL) granted
Hydrogen Bromide | HBr | 10035-10-6 | HBr | ES | ESM-23E-G | Fixed | GD-K88Aiseries | 0～6ppm
Hydrogen Bromide | HBr | 10035-10-6 | HBr | ES | ESM-23E-G | Fixed | GD-K88Diseries | 0～6ppm
Hydrogen Bromide | HBr | 10035-10-6 | HBr | ES | ESM-23E-G | Fixed | GD-K88Aiseries | 0～9ppm
Hydrogen Bromide | HBr | 10035-10-6 | HBr | ES | ESM-23E-G | Fixed | GD-K88Diseries | 0～9ppm
Hydrogen Chloride | HCL | 7647-01-0 | HCL | SH | SH-8662 | Portable | SP-220(TYPE SC) | 0～10ppm
Hydrogen Chloride | HCL | 7647-01-0 | HCL | ES | ESM-23E | Portable | SC-8000 | 0～6ppm
Hydrogen Chloride | HCL | 7647-01-0 | HCL | ES | ESM-23E | Portable | SC-8000 | 0～15ppm
Hydrogen Chloride | HCL | 7647-01-0 | HCL | ES | ESM-K235 | Portable | SC-8000 | 0～6ppm
Hydrogen Chloride | HCL | 7647-01-0 | HCL | ES | ESM-23E | Portable | SC-8000 | 0～5ppm
Hydrogen Chloride | HCL | 7647-01-0 | HCL | ES | ESU-23E | Fixed | GD-70Dseries | 0～5ppm
Hydrogen Chloride | HCL | 7647-01-0 | HCL | ES | ESU-23E | Fixed | TP-70D | 0～5ppm
Hydrogen Chloride | HCL | 7647-01-0 | HCL | ES | ESU-23E | Fixed | GD-70Dseries | 0～6ppm
Hydrogen Chloride | HCL | 7647-01-0 | HCL | ES | ESU-23E | Fixed | TP-70D | 0～6ppm
Hydrogen Chloride | HCL | 7647-01-0 | HCL | ES | ESU-23E | Fixed | GD-70Dseries | 0～15ppm
Hydrogen Chloride | HCL | 7647-01-0 | HCL | ES | ESU-23E | Fixed | TP-70D | 0～15ppm
Hydrogen Chloride | HCL | 7647-01-0 | HCL | ES | ESU-K233 | Fixed | GD-70Dseries | 0～15ppm
Hydrogen Chloride | HCL | 7647-01-0 | HCL | ES | ESU-K233 | Fixed | TP-70D | 0～15ppm
Hydrogen Chloride | HCL | 7647-01-0 | HCL | ES | ESU-K235 | Fixed | GD-70Dseries | 0～6ppm
Hydrogen Chloride | HCL | 7647-01-0 | HCL | ES | ESU-K235 | Fixed | TP-70D | 0～6ppm
Hydrogen Chloride | HCL | 7647-01-0 | HCL | ES | ESU-K235L | Fixed | GD-70Dseries | 0～6 ppm | Sensor for low humidity/Range： 20～65%RH
Hydrogen Chloride | HCL | 7647-01-0 | HCL | ES | ESU-K235L | Fixed | TP-70D | 0～6 ppm | Sensor for low humidity/Range： 20～65%RH
Hydrogen Chloride | HCL | 7647-01-0 | HCL | ES | ESM-23E | Fixed | GD-K88Aiseries | 0～15ppm
Hydrogen Chloride | HCL | 7647-01-0 | HCL | ES | ESM-23E | Fixed | GD-K88Diseries | 0～15ppm
Hydrogen Chloride | HCL | 7647-01-0 | HCL | ES | ESM-23E | Fixed | GD-K88Aiseries | 0～6ppm
Hydrogen Chloride | HCL | 7647-01-0 | HCL | ES | ESM-23E | Fixed | GD-K88Diseries | 0～6ppm
Hydrogen Chloride | HCL | 7647-01-0 | HCL | ES | ESM-23E | Fixed | GD-K88Aiseries | 0～5ppm
Hydrogen Chloride | HCL | 7647-01-0 | HCL | ES | ESM-23E | Fixed | GD-K88Diseries | 0～5ppm
Hydrogen Chloride | HCL | 7647-01-0 | HCL | ES | ESM-K233 | Fixed | GD-K88Aiseries | 0～15ppm
Hydrogen Chloride | HCL | 7647-01-0 | HCL | ES | ESM-K233 | Fixed | GD-K88Diseries | 0～15ppm
Hydrogen Chloride | HCL | 7647-01-0 | HCL | ES | ESM-K235 | Fixed | GD-K88Aiseries | 0～6ppm
Hydrogen Chloride | HCL | 7647-01-0 | HCL | ES | ESM-K235 | Fixed | GD-K88Diseries | 0～6ppm
Hydrogen Chloride | HCL | 7647-01-0 | HCL | ES | ESM-K233C | Fixed | GD-K88Aiseries | 0～15ppm
Hydrogen Chloride | HCL | 7647-01-0 | HCL | ES | ESM-K233C | Fixed | GD-K88Diseries | 0～15ppm
Hydrogen Chloride | HCL | 7647-01-0 | HCL | ES | ESM-K233L | Fixed | GD-K88Aiseries | 0～15ppm
Hydrogen Chloride | HCL | 7647-01-0 | HCL | ES | ESM-K233L | Fixed | GD-K88Diseries | 0～15ppm
Hydrogen Chloride | HCL | 7647-01-0 | HCL | ES | ESM-K235L | Fixed | GD-K88Aiseries | 0～6ppm
Hydrogen Chloride | HCL | 7647-01-0 | HCL | ES | ESM-K235L | Fixed | GD-K88Diseries | 0～6ppm
Hydrogen Cyanide | HCN | 74-90-8 | CHN | SH | SH-8662 | Portable | SP-220(TYPE FUM) | 0～1ppm
Hydrogen Cyanide | HCN | 74-90-8 | CHN | ES | ESS-03DH | Portable | GX-6000 | 0～15ppm
Hydrogen Cyanide | HCN | 74-90-8 | CHN | ES | ESM-01DH-D | Portable | SC-01 | 0～15ppm
Hydrogen Cyanide | HCN | 74-90-8 | CHN | ES | ESM-23DH | Portable | SC-8000 | 0.3～15ppm
Hydrogen Cyanide | HCN | 74-90-8 | CHN | ES | ESU-23DH-EX | Fixed | GD-70Dseries | 0.9～15ppm | Export limited：unable to measure under 6%FS
Hydrogen Cyanide | HCN | 74-90-8 | CHN | ES | ESU-23DH-EX | Fixed | TP-70D | 0.9～15ppm | Export limited：unable to measure under 6%FS
Hydrogen Cyanide | HCN | 74-90-8 | CHN | ES | ESU-23DH-EX | Fixed | GD-70Dseries | 0.4～30ppm | Export limited：unable to measure under 0.4ppm
Hydrogen Cyanide | HCN | 74-90-8 | CHN | ES | ESU-23DH-EX | Fixed | TP-70D | 0.4～30ppm | Export limited：unable to measure under 0.4ppm
Hydrogen Cyanide | HCN | 74-90-8 | CHN | ES | ESM-23DH | Fixed | GD-K88Aiseries | 0.9～15ppm | Export limited：unable to measure under 6%FS
Hydrogen Cyanide | HCN | 74-90-8 | CHN | ES | ESM-23DH | Fixed | GD-K88Diseries | 0.9～15ppm | Export limited：unable to measure under 6%FS
Hydrogen Cyanide | HCN | 74-90-8 | CHN | ES | ESM-23DH | Fixed | GD-K88Aiseries | 0.4～30ppm | Export limited：unable to measure under 0.4ppm
Hydrogen Cyanide | HCN | 74-90-8 | CHN | ES | ESM-23DH | Fixed | GD-K88Diseries | 0.4～30ppm | Export limited：unable to measure under 0.4ppm
Hydrogen Fluoride | HF | 7664-39-3 | HF | ES | ESM-K233 | Portable | SC-8000 | 0.4～9ppm
Hydrogen Fluoride | HF | 7664-39-3 | HF | ES | ESU-K233-EX | Fixed | GD-70Dseries | 0.4～9ppm | Export limited：unable to measure under 0.4ppm
Hydrogen Fluoride | HF | 7664-39-3 | HF | ES | ESU-K233-EX | Fixed | TP-70D | 0.4～9ppm | Export limited：unable to measure under 0.4ppm
Hydrogen Fluoride | HF | 7664-39-3 | HF | ES | ESU-K233-S-EX | Fixed | GD-70Dseries | 0.4～3ppm | Export limited：unable to measure under 0.4ppm
Hydrogen Fluoride | HF | 7664-39-3 | HF | ES | ESU-K233-S-EX | Fixed | TP-70D | 0.4～3ppm | Export limited：unable to measure under 0.4ppm
Hydrogen Fluoride | HF | 7664-39-3 | HF | ES | ESU-K233L-EX | Fixed | GD-70Dseries | 0.4～9ppm | Sensor for low humidity/Range： 20～62%RH/Export limited：unable to measure under 0.4ppm
Hydrogen Fluoride | HF | 7664-39-3 | HF | ES | ESU-K233L-EX | Fixed | TP-70D | 0.4～9ppm | Sensor for low humidity/Range： 20～62%RH/Export limited：unable to measure under 0.4ppm
Hydrogen Fluoride | HF | 7664-39-3 | HF | ES | ESU-K233L-S-EX | Fixed | GD-70Dseries | 0.4～3ppm | Sensor for low humidity/Range： 20～62%RH/Export limited：unable to measure under 0.4ppm
Hydrogen Fluoride | HF | 7664-39-3 | HF | ES | ESU-K233L-S-EX | Fixed | TP-70D | 0.4～3ppm | Sensor for low humidity/Range： 20～62%RH/Export limited：unable to measure under 0.4ppm
Hydrogen Fluoride | HF | 7664-39-3 | HF | ES | ESU-K235-EX | Fixed | GD-70Dseries | 0.4～1.5ppm | Export limited：unable to measure under 0.4ppm
Hydrogen Fluoride | HF | 7664-39-3 | HF | ES | ESU-K235-EX | Fixed | TP-70D | 0.4～1.5ppm | Export limited：unable to measure under 0.4ppm
Hydrogen Fluoride | HF | 7664-39-3 | HF | ES | ESU-K235L-EX | Fixed | GD-70Dseries | 0.4～1.5ppm | Sensor for low humidity/Range： 20～65%RH/Export limited：unable to measure under 0.4ppm
Hydrogen Fluoride | HF | 7664-39-3 | HF | ES | ESU-K235L-EX | Fixed | TP-70D | 0.4～1.5ppm | Sensor for low humidity/Range： 20～65%RH/Export limited：unable to measure under 0.4ppm
Hydrogen Fluoride | HF | 7664-39-3 | HF | ES | ESM-K233 | Fixed | GD-K88Aiseries | 0.4～9ppm | Export limited：unable to measure under 0.4ppm
Hydrogen Fluoride | HF | 7664-39-3 | HF | ES | ESM-K233 | Fixed | GD-K88Diseries | 0.4～9ppm | Export limited：unable to measure under 0.4ppm
Hydrogen Fluoride | HF | 7664-39-3 | HF | ES | ESM-K233-S | Fixed | GD-K88Aiseries | 0.4～3ppm | Export limited：unable to measure under 0.4ppm
Hydrogen Fluoride | HF | 7664-39-3 | HF | ES | ESM-K233-S | Fixed | GD-K88Diseries | 0.4～3ppm | Export limited：unable to measure under 0.4ppm
Hydrogen Fluoride | HF | 7664-39-3 | HF | ES | ESM-K233-S | Fixed | GD-K88Aiseries | 0.4～5ppm | Export limited：unable to measure under 0.4ppm
Hydrogen Fluoride | HF | 7664-39-3 | HF | ES | ESM-K233-S | Fixed | GD-K88Diseries | 0.4～5ppm | Export limited：unable to measure under 0.4ppm
Hydrogen Fluoride | HF | 7664-39-3 | HF | ES | ESM-K235 | Fixed | GD-K88Aiseries | 0.4～1.5ppm | Export limited：unable to measure under 0.4ppm
Hydrogen Fluoride | HF | 7664-39-3 | HF | ES | ESM-K235 | Fixed | GD-K88Diseries | 0.4～1.5ppm | Export limited：unable to measure under 0.4ppm
Hydrogen Fluoride | HF | 7664-39-3 | HF | ES | ESM-K233L | Fixed | GD-K88Aiseries | 0.4～9ppm | Sensor for low humidity/Range： 20～62%RH/Export limited：unable to measure under 0.4ppm
Hydrogen Fluoride | HF | 7664-39-3 | HF | ES | ESM-K233L | Fixed | GD-K88Diseries | 0.4～9ppm | Sensor for low humidity/Range： 20～62%RH/Export limited：unable to measure under 0.4ppm
Hydrogen Fluoride | HF | 7664-39-3 | HF | ES | ESM-K233L-S | Fixed | GD-K88Aiseries | 0.4～3ppm | Sensor for low humidity/Range： 20～62%RH/Export limited：unable to measure under 0.4ppm
Hydrogen Fluoride | HF | 7664-39-3 | HF | ES | ESM-K233L-S | Fixed | GD-K88Diseries | 0.4～3ppm | Sensor for low humidity/Range： 20～62%RH/Export limited：unable to measure under 0.4ppm
Hydrogen Fluoride | HF | 7664-39-3 | HF | ES | ESM-K233L-S | Fixed | GD-K88Aiseries | 0.4～5ppm | Sensor for low humidity/Range： 20～62%RH/Export limited：unable to measure under 0.4ppm
Hydrogen Fluoride | HF | 7664-39-3 | HF | ES | ESM-K233L-S | Fixed | GD-K88Diseries | 0.4～5ppm | Sensor for low humidity/Range： 20～62%RH/Export limited：unable to measure under 0.4ppm
Hydrogen Fluoride | HF | 7664-39-3 | HF | ES | ESM-K235L | Fixed | GD-K88Aiseries | 0.4～1.5ppm | Sensor for low humidity/Range： 20～65%RH/Export limited：unable to measure under 0.4ppm
Hydrogen Fluoride | HF | 7664-39-3 | HF | ES | ESM-K235L | Fixed | GD-K88Diseries | 0.4～1.5ppm | Sensor for low humidity/Range： 20～65%RH/Export limited：unable to measure under 0.4ppm
Hydrogen Iodine | HI | 10034-85-2 | HI | ES | ESM-23E | Portable | SC-8000 | 0～5ppm
Hydrogen Iodine | HI | 10034-85-2 | HI | ES | ESU-23E | Fixed | GD-70Dseries | 0～5ppm
Hydrogen Iodine | HI | 10034-85-2 | HI | ES | ESU-23E | Fixed | TP-70D | 0～5ppm
Hydrogen Iodine | HI | 10034-85-2 | HI | ES | ESM-23E | Fixed | GD-K88Aiseries | 0～5ppm
Hydrogen Iodine | HI | 10034-85-2 | HI | ES | ESM-23E | Fixed | GD-K88Diseries | 0～5ppm
Hydrogen Peroxide | H2O2 | 7722-84-1 | H2O2 | ES | ESM-23DH | Portable | SC-8000 | 0～3ppm
Hydrogen Peroxide | H2O2 | 7722-84-1 | H2O2 | ES | ESU-23DH | Fixed | GD-70Dseries | 0～3ppm
Hydrogen Peroxide | H2O2 | 7722-84-1 | H2O2 | ES | ESU-23DH | Fixed | TP-70D | 0～3ppm
Hydrogen Peroxide | H2O2 | 7722-84-1 | H2O2 | ES | ESM-23DH | Fixed | GD-K88Aiseries | 0～3ppm
Hydrogen Peroxide | H2O2 | 7722-84-1 | H2O2 | ES | ESM-23DH | Fixed | GD-K88Diseries | 0～3ppm
Hydrogen Selenide | H2Se | 7783-07-5 | H2Se | SH | SH-8662 | Portable | SP-220(TYPE SC) | 0～0.5ppm
Hydrogen Selenide | H2Se | 7783-07-5 | H2Se | ES | ESM-23SD | Portable | SC-8000 | 0～0.2ppm
Hydrogen Selenide | H2Se | 7783-07-5 | H2Se | ES | ESU-23SD | Fixed | GD-70Dseries | 0～0.2ppm
Hydrogen Selenide | H2Se | 7783-07-5 | H2Se | ES | ESU-23SD | Fixed | TP-70D | 0～0.2ppm
Hydrogen Selenide | H2Se | 7783-07-5 | H2Se | ES | ESM-23SD | Fixed | GD-K88Aiseries | 0～0.2ppm
Hydrogen Selenide | H2Se | 7783-07-5 | H2Se | ES | ESM-23SD | Fixed | GD-K88Diseries | 0～0.2ppm
Hydrogen Sulfide | H2S | 7783-06-4 | H2S | ES | ES-1827i | Portable | GX-2009 | 0～30ppm
Hydrogen Sulfide | H2S | 7783-06-4 | H2S | ES | ES-1827i | Portable | GX-2012 | 0～30ppm
Hydrogen Sulfide | H2S | 7783-06-4 | H2S | ES | ES-1827i | Portable | GX-6000 | 0～30ppm
Hydrogen Sulfide | H2S | 7783-06-4 | H2S | ES | ES-1827i | Portable | HS-03 | 0～30ppm
Hydrogen Sulfide | H2S | 7783-06-4 | H2S | ES | ES-037i | Portable | GX-8000 | 0～30ppm
Hydrogen Sulfide | H2S | 7783-06-4 | H2S | ES | ES-037R | Portable | RX-8700 | 0～30ppm
Hydrogen Sulfide | H2S | 7783-06-4 | H2S | ES | ES-037RM | Portable | RX-8700 | 0～1000ppm
Hydrogen Sulfide | H2S | 7783-06-4 | H2S | SH | SH-8662 | Portable | SP-220(TYPE SC) | 0～0.1ppm
Hydrogen Sulfide | H2S | 7783-06-4 | H2S | ES | ESM-017i | Portable | SC-01 | 0～30ppm
Hydrogen Sulfide | H2S | 7783-06-4 | H2S | ES | ESM-237iF | Portable | SC-8000 | 0～30ppm
Hydrogen Sulfide | H2S | 7783-06-4 | H2S | ES | ESM-237iF | Portable | SC-8000 | 0～3ppm
Hydrogen Sulfide | H2S | 7783-06-4 | H2S | ES | ESM-237iF | Portable | SC-8000 | 0～1ppm
Hydrogen Sulfide | H2S | 7783-06-4 | H2S | ES | ESU-237 | Fixed | GD-70Dseries | 0～30ppm
Hydrogen Sulfide | H2S | 7783-06-4 | H2S | ES | ESU-237 | Fixed | TP-70D | 0～30ppm
Hydrogen Sulfide | H2S | 7783-06-4 | H2S | ES | ESU-237iF | Fixed | GD-70Dseries | 0～1ppm
Hydrogen Sulfide | H2S | 7783-06-4 | H2S | ES | ESU-237iF | Fixed | TP-70D | 0～1ppm
Hydrogen Sulfide | H2S | 7783-06-4 | H2S | ES | ESU-237iF | Fixed | GD-70Dseries | 0～3ppm
Hydrogen Sulfide | H2S | 7783-06-4 | H2S | ES | ESU-237iF | Fixed | TP-70D | 0～3ppm
Hydrogen Sulfide | H2S | 7783-06-4 | H2S | ES | ESU-237iF | Fixed | GD-70Dseries | 0～30ppm
Hydrogen Sulfide | H2S | 7783-06-4 | H2S | ES | ESU-237iF | Fixed | TP-70D | 0～30ppm
Hydrogen Sulfide | H2S | 7783-06-4 | H2S | ES | ES-837RP | Fixed | SD-1ECseries | 0～30ppm/0～50ppm/0～100ppm
Hydrogen Sulfide | H2S | 7783-06-4 | H2S | ES | ES-837RP | Fixed | SDWL-1ECseries | 0～30ppm/0～50ppm/0～100ppm
Hydrogen Sulfide | H2S | 7783-06-4 | H2S | ES | ESM-237 | Fixed | GD-K88Aiseries | 0～30ppm
Hydrogen Sulfide | H2S | 7783-06-4 | H2S | ES | ESM-237 | Fixed | GD-K88Diseries | 0～30ppm
Hydrogen Sulfide | H2S | 7783-06-4 | H2S | ES | ESM-237iF | Fixed | GD-K88Aiseries | 0～1ppm
Hydrogen Sulfide | H2S | 7783-06-4 | H2S | ES | ESM-237iF | Fixed | GD-K88Diseries | 0～1ppm
Hydrogen Sulfide | H2S | 7783-06-4 | H2S | ES | ESM-237iF | Fixed | GD-K88Aiseries | 0～3ppm
Hydrogen Sulfide | H2S | 7783-06-4 | H2S | ES | ESM-237iF | Fixed | GD-K88Diseries | 0～3ppm
Hydrogen Sulfide | H2S | 7783-06-4 | H2S | ES | ESM-237iF | Fixed | GD-K88Aiseries | 0～30ppm
Hydrogen Sulfide | H2S | 7783-06-4 | H2S | ES | ESM-237iF | Fixed | GD-K88Diseries | 0～30ppm
Hydrogen Sulfide | H2S | 7783-06-4 | H2S | ES | ESM-237iH | Fixed | GD-K88Aiseries | 0～3ppm
Hydrogen Sulfide | H2S | 7783-06-4 | H2S | ES | ESM-237iH | Fixed | GD-K88Diseries | 0～3ppm
Hydrogen Sulfide | H2S | 7783-06-4 | H2S | ES | ESM-237iH | Fixed | GD-K88Aiseries | 0～30ppm
Hydrogen Sulfide | H2S | 7783-06-4 | H2S | ES | ESM-237iH | Fixed | GD-K88Diseries | 0～30ppm
Hydrogen Sulfide | H2S | 7783-06-4 | H2S | ES | ESM-23AH | Fixed | GD-K88Aiseries | 0～1ppm
Hydrogen Sulfide | H2S | 7783-06-4 | H2S | ES | ESM-23AH | Fixed | GD-K88Diseries | 0～1ppm
Hydrogen Sulfide | H2S | 7783-06-4 | H2S | SG | SG-8564 | Fixed | GD-A80Vseries | 0～20ppm/0～30ppm/0～50ppm/0～100ppm
Hydrogen Sulfide | H2S | 7783-06-4 | H2S | SG | SG-8564 | Fixed | GD-D58・GHseries | 0～20ppm/0～30ppm/0～50ppm/0～100ppm
Hydrogen Sulfide | H2S | 7783-06-4 | H2S | SG | SG-8564 | Fixed | SD-1GHseries | 0～20ppm/0～30ppm/0～50ppm/0～100ppm
Hydrogen Sulfide | H2S | 7783-06-4 | H2S | SG | SG-8564 | Fixed | SD-D58・GHseries | 0～20ppm/0～30ppm/0～50ppm/0～100ppm
Hydroxylamine | NH2OH | 7803-49-8 | NH2OH | SG | SG-8562 | Fixed | GD-A80Vseries | 0～500ppm | 50% solution
Hydroxylamine | NH2OH | 7803-49-8 | NH2OH | SG | SG-8562 | Fixed | GD-D58・GHseries | 0～500ppm | 50% solution
Hydroxylamine | NH2OH | 7803-49-8 | NH2OH | SG | SG-8562 | Fixed | SD-1GHseries | 0～500ppm | 50% solution
Hydroxylamine | NH2OH | 7803-49-8 | NH2OH | SG | SG-8562 | Fixed | SD-D58・GHseries | 0～500ppm | 50% solution
i-Butyraldehyde | i-C4H8O | 78-84-2 | C4H8O | HW | HW-6211 | Fixed | SD-1(TYPE GP)series | ～100%LEL
i-Butyraldehyde | i-C4H8O | 78-84-2 | C4H8O | HW | HW-6211 | Fixed | SD-D58(TYPE GP)series | ～100%LEL
i-Butyraldehyde | i-C4H8O | 78-84-2 | C4H8O | HW | HW-6211/NC-6211 | Fixed | GD-A80series | ～100%LEL/～16000ppm
i-Butyraldehyde | i-C4H8O | 78-84-2 | C4H8O | HW | HW-6211/NC-6211 | Fixed | GD-D58(TYPE GP)series | ～100%LEL/～16000ppm
i-Butyraldehyde | i-C4H8O | 78-84-2 | C4H8O | HW | HW-6211/NC-6211 | Fixed | GD-D58(TYPE NC)series | ～100%LEL/～16000ppm
i-Butyraldehyde | i-C4H8O | 78-84-2 | C4H8O | HW | HW-6211/NC-6211 | Fixed | SD-1(TYPE NC)series | ～100%LEL/～16000ppm
i-Butyraldehyde | i-C4H8O | 78-84-2 | C4H8O | HW | HW-6211/NC-6211 | Fixed | SD-D58(TYPE NC)series | ～100%LEL/～16000ppm
Iodine | I2 | 7553-56-2 | I2 | ES | ESM-K233 | Portable | SC-8000 | 0～1ppm
Iodine | I2 | 7553-56-2 | I2 | ES | ESU-K233 | Fixed | GD-70Dseries | 0～1ppm
Iodine | I2 | 7553-56-2 | I2 | ES | ESU-K233 | Fixed | TP-70D | 0～1ppm
Iodine | I2 | 7553-56-2 | I2 | ES | ESM-K233 | Fixed | GD-K88Aiseries | 0～1ppm
Iodine | I2 | 7553-56-2 | I2 | ES | ESM-K233 | Fixed | GD-K88Diseries | 0～1ppm
Iodotrifluoromethane | CF3I | 2314-97-8 | CF3I | RI | DE-2113-35 | Fixed | RI-257 | 0～5000ppm
Isobutane | i-C4H10 | 75-28-5 | C4H10 | HW | NC-6264AZP | Portable | GX-2009 | 0～100%LEL
Isobutane | i-C4H10 | 75-28-5 | C4H10 | HW | NC-6264AZP | Portable | GX-2012 | 0～100%LEL
Isobutane | i-C4H10 | 75-28-5 | C4H10 | HW | NC-6264AZP | Portable | GX-2012GT | 0～100%LEL
Isobutane | i-C4H10 | 75-28-5 | C4H10 | HW | NC-6264AZP | Portable | GX-6000 | 0～100%LEL
Isobutane | i-C4H10 | 75-28-5 | C4H10 | HW | NC-6264AZP | Portable | GP-03 | 0～100%LEL
Isobutane | i-C4H10 | 75-28-5 | C4H10 | HW | NC-6215 | Portable | GX-8000 | 0～100%LEL
Isobutane | i-C4H10 | 75-28-5 | C4H10 | HW | NC-6215 | Portable | GX-8000(TYPE LEL) | 0～100%LEL
Isobutane | i-C4H10 | 75-28-5 | C4H10 | HW | NC-6215 | Portable | GP-1000(HC/CH4) | 0～100%LEL
Isobutane | i-C4H10 | 75-28-5 | C4H10 | SH | SH-8641 | Portable | GX-2012GT | 0～2000ppm
Isobutane | i-C4H10 | 75-28-5 | C4H10 | TE | TE-7515 | Portable | GX-8000 | 0～100vol%
Isobutane | i-C4H10 | 75-28-5 | C4H10 | RI | DE-3123-4 | Portable | RX-8000 | 0～100%LEL～100vol%
Isobutane | i-C4H10 | 75-28-5 | C4H10 | RI | DE-3123-4 | Portable | RX-8700 | 0～100%LEL～100vol%
Isobutane | i-C4H10 | 75-28-5 | C4H10 | HW | NC-6307 | Portable | NC-1000(HC/CH4) | 0～10000ppm
Isobutane | i-C4H10 | 75-28-5 | C4H10 | TE | TE-7515W | Portable | NP-1000(CH4) | 0～100vol%
Isobutane | i-C4H10 | 75-28-5 | C4H10 | SH | SH-8662 | Portable | SP-220(TYPE SC) | 0～10ppm
Isobutane | i-C4H10 | 75-28-5 | C4H10 | SH | SH-8661 | Portable | SP-220(TYPE L) | 0～10000ppm
Isobutane | i-C4H10 | 75-28-5 | C4H10 | SH | SH-8661 | Portable | SP-220(TYPE ML) | 0～10000ppm
Isobutane | i-C4H10 | 75-28-5 | C4H10 | SH | SH-8661 | Portable | SP-220(TYPE F) | 0～10000ppm
Isobutane | i-C4H10 | 75-28-5 | C4H10 | SH | SH-8661 | Portable | SP-220(TYPE H2) | 0～10000ppm
Isobutane | i-C4H10 | 75-28-5 | C4H10 | RI | DES-3311-2 | Portable | GX-6000 | 0～100%LEL～30vol%
Isobutane | i-C4H10 | 75-28-5 | C4H10 | SG | SGU-8521 | Fixed | GD-70Dseries | 0～2000ppm
Isobutane | i-C4H10 | 75-28-5 | C4H10 | SG | SGU-8521 | Fixed | TP-70D | 0～2000ppm
Isobutane | i-C4H10 | 75-28-5 | C4H10 | HW | NCU‐6211 | Fixed | GD-70Dseries | 0～100%LEL | Confirm that GD-70D is non-explosion proof
Isobutane | i-C4H10 | 75-28-5 | C4H10 | HW | NCU‐6211 | Fixed | TP-70D | 0～100%LEL | Confirm that GD-70D is non-explosion proof
Isobutane | i-C4H10 | 75-28-5 | C4H10 | RI | DET-6520-2 | Fixed | SDWL-1RIseries | 0～100%LEL
Isobutane | i-C4H10 | 75-28-5 | C4H10 | RI | DE-2113-62 | Fixed | RI-557 | 0～2vol%
Isobutane | i-C4H10 | 75-28-5 | C4H10 | RI | DE-2113-58 | Fixed | RI-557 | 0～5vol%
Isobutane | i-C4H10 | 75-28-5 | C4H10 | RI | DE-2113-60 | Fixed | RI-557 | 0～20vol%
Isobutane | i-C4H10 | 75-28-5 | C4H10 | RI | DE-3315-2 | Fixed | SD-1RIseries | 0～100%LEL
Isobutane | i-C4H10 | 75-28-5 | C4H10 | HW | HW-6211 | Fixed | SD-1(TYPE GP)series | ～100%LEL
Isobutane | i-C4H10 | 75-28-5 | C4H10 | HW | HW-6211 | Fixed | SD-D58(TYPE GP)series | ～100%LEL
Isobutane | i-C4H10 | 75-28-5 | C4H10 | HW | HW-6211/NC-6211 | Fixed | GD-A80series | ～100%LEL/～18000ppm
Isobutane | i-C4H10 | 75-28-5 | C4H10 | HW | HW-6211/NC-6211 | Fixed | GD-D58(TYPE GP)series | ～100%LEL/～18000ppm
Isobutane | i-C4H10 | 75-28-5 | C4H10 | HW | HW-6211/NC-6211 | Fixed | GD-D58(TYPE NC)series | ～100%LEL/～18000ppm
Isobutane | i-C4H10 | 75-28-5 | C4H10 | HW | HW-6211/NC-6211 | Fixed | SD-1(TYPE NC)series | ～100%LEL/～18000ppm
Isobutane | i-C4H10 | 75-28-5 | C4H10 | HW | HW-6211/NC-6211 | Fixed | SD-D58(TYPE NC)series | ～100%LEL/～18000ppm
Isobutane | i-C4H10 | 75-28-5 | C4H10 | HW | HW-6213/NC-6213 | Fixed | GD-A80series | 0～100%LEL/0～40000ppm
Isobutane | i-C4H10 | 75-28-5 | C4H10 | HW | HW-6213/NC-6213 | Fixed | GD-D58(TYPE GP)series | 0～100%LEL/0～40000ppm
Isobutane | i-C4H10 | 75-28-5 | C4H10 | HW | HW-6213/NC-6213 | Fixed | GD-D58(TYPE NC)series | 0～100%LEL/0～40000ppm
Isobutane | i-C4H10 | 75-28-5 | C4H10 | HW | HW-6239 | Fixed | GD-A80-70series | 0～100%LEL
Isobutane | i-C4H10 | 75-28-5 | C4H10 | HW | HW-6239 | Fixed | SD-1(TYPE GP)series | 0～100%LEL
Isobutane | i-C4H10 | 75-28-5 | C4H10 | HW | HW-6239 | Fixed | SD-D58(TYPE GP)series | 0～100%LEL
Isobutane | i-C4H10 | 75-28-5 | C4H10 | HW | HW-6239/NC-6239 | Fixed | GD-A80series | 0～100%LEL/0～18000ppm
Isobutane | i-C4H10 | 75-28-5 | C4H10 | HW | HW-6239/NC-6239 | Fixed | GD-D58(TYPE GP)series | 0～100%LEL/0～18000ppm
Isobutane | i-C4H10 | 75-28-5 | C4H10 | HW | HW-6239/NC-6239 | Fixed | GD-D58(TYPE NC)series | 0～100%LEL/0～18000ppm
Isobutane | i-C4H10 | 75-28-5 | C4H10 | HW | HW-6239/NC-6239 | Fixed | SD-1(TYPE NC)series | 0～100%LEL/0～18000ppm
Isobutane | i-C4H10 | 75-28-5 | C4H10 | HW | HW-6239/NC-6239 | Fixed | SD-D58(TYPE NC)series | 0～100%LEL/0～18000ppm
Isobutane | i-C4H10 | 75-28-5 | C4H10 | HW | NC-6240A | Fixed | GD-A80series | 0～100%LEL/0～18000ppm
Isobutane | i-C4H10 | 75-28-5 | C4H10 | HW | NC-6240A | Fixed | GD-D58(TYPE NC)series | 0～100%LEL/0～18000ppm
Isobutane | i-C4H10 | 75-28-5 | C4H10 | HW | NC-6240A | Fixed | SD-1(TYPE NC)series | 0～100%LEL/0～18000ppm
Isobutane | i-C4H10 | 75-28-5 | C4H10 | HW | NC-6240A | Fixed | SD-D58(TYPE NC)series | 0～100%LEL/0～18000ppm
Isobutane | i-C4H10 | 75-28-5 | C4H10 | HW | NC-6245 | Fixed | GD-A80series | 0～100%LEL
Isobutane | i-C4H10 | 75-28-5 | C4H10 | HW | NC-6245 | Fixed | GD-D58(TYPE NC)series | 0～100%LEL
Isobutane | i-C4H10 | 75-28-5 | C4H10 | HW | NC-6245 | Fixed | SD-1(TYPE NC)series | 0～100%LEL
Isobutane | i-C4H10 | 75-28-5 | C4H10 | HW | NC-6245 | Fixed | SD-D58(TYPE NC)series | 0～100%LEL
Isobutane | i-C4H10 | 75-28-5 | C4H10 | HW | NC-6250 | Fixed | GD-A80series | 0～100%LEL/0～18000ppm
Isobutane | i-C4H10 | 75-28-5 | C4H10 | HW | NC-6250 | Fixed | GD-D58(TYPE NC)series | 0～100%LEL/0～18000ppm
Isobutane | i-C4H10 | 75-28-5 | C4H10 | HW | HW-6206 | Fixed | SD-2500 | 0～100%LEL | Upper limit of operating temperature of instrument: SD-2500=160℃/SD-2600=200℃/SD-2700：250℃
Isobutane | i-C4H10 | 75-28-5 | C4H10 | HW | HW-6206 | Fixed | SD-2600 | 0～100%LEL | Upper limit of operating temperature of instrument: SD-2500=160℃/SD-2600=200℃/SD-2700：250℃
Isobutane | i-C4H10 | 75-28-5 | C4H10 | HW | HW-6206 | Fixed | SD-2700 | 0～100%LEL | Upper limit of operating temperature of instrument: SD-2500=160℃/SD-2600=200℃/SD-2700：250℃
Isobutane | i-C4H10 | 75-28-5 | C4H10 | HW | HW-6207 | Fixed | GD-A2400 | 0～100%LEL | Upper limit of operating temperature of instrument: GD-A2400=160℃
Isobutane | i-C4H10 | 75-28-5 | C4H10 | HW | HW-6208 | Fixed | SD-2500 | 0～100%LEL | HW-6206 temperature sorted sensor, Upper limit of operating temperature of instrument: SD-2500=160℃/SD-2600=200℃/SD-2700：250℃
Isobutane | i-C4H10 | 75-28-5 | C4H10 | HW | HW-6208 | Fixed | SD-2600 | 0～100%LEL | HW-6206 temperature sorted sensor, Upper limit of operating temperature of instrument: SD-2500=160℃/SD-2600=200℃/SD-2700：250℃
Isobutane | i-C4H10 | 75-28-5 | C4H10 | HW | HW-6208 | Fixed | SD-2700 | 0～100%LEL | HW-6206 temperature sorted sensor, Upper limit of operating temperature of instrument: SD-2500=160℃/SD-2600=200℃/SD-2700：250℃
Isobutane | i-C4H10 | 75-28-5 | C4H10 | HW | HW-6212 | Fixed | GD-A80-70series | 0～100%LEL
Isobutane | i-C4H10 | 75-28-5 | C4H10 | SG | SG-8511 | Fixed | GD-A80Vseries | 0～3000ppm//0～3500ppm0～5000ppm/0～7000ppm/0～10000ppm/0～18000ppm/0～50%LEL/0～100%LEL
Isobutane | i-C4H10 | 75-28-5 | C4H10 | SG | SG-8511 | Fixed | GD-D58・GHseries | 0～3000ppm//0～3500ppm0～5000ppm/0～7000ppm/0～10000ppm/0～18000ppm/0～50%LEL/0～100%LEL
Isobutane | i-C4H10 | 75-28-5 | C4H10 | SG | SG-8511 | Fixed | SD-1GHseries | 0～3000ppm//0～3500ppm0～5000ppm/0～7000ppm/0～10000ppm/0～18000ppm/0～50%LEL/0～100%LEL
Isobutane | i-C4H10 | 75-28-5 | C4H10 | SG | SG-8511 | Fixed | SD-D58・GHseries | 0～3000ppm//0～3500ppm0～5000ppm/0～7000ppm/0～10000ppm/0～18000ppm/0～50%LEL/0～100%LEL
Isobutane | i-C4H10 | 75-28-5 | C4H10 | SG | SG-8521 | Fixed | GD-A80Vseries | 0～300ppm/0～500ppm/0～1000ppm/0～2000ppm
Isobutane | i-C4H10 | 75-28-5 | C4H10 | SG | SG-8521 | Fixed | GD-D58・GHseries | 0～300ppm/0～500ppm/0～1000ppm/0～2000ppm
Isobutane | i-C4H10 | 75-28-5 | C4H10 | SG | SG-8521 | Fixed | SD-1GHseries | 0～300ppm/0～500ppm/0～1000ppm/0～2000ppm
Isobutane | i-C4H10 | 75-28-5 | C4H10 | SG | SG-8521 | Fixed | SD-D58・GHseries | 0～300ppm/0～500ppm/0～1000ppm/0～2000ppm
Isobutane | i-C4H10 | 75-28-5 | C4H10 | SG | SG-8582 | Fixed | GD-A80Vseries | 0～100ppm/0～200ppm/0～300ppm/0～500ppm/0～1000ppm/0～2000ppm
Isobutane | i-C4H10 | 75-28-5 | C4H10 | SG | SG-8582 | Fixed | GD-D58・GHseries | 0～100ppm/0～200ppm/0～300ppm/0～500ppm/0～1000ppm/0～2000ppm
Isobutane | i-C4H10 | 75-28-5 | C4H10 | SG | SG-8582 | Fixed | SD-1GHseries | 0～100ppm/0～200ppm/0～300ppm/0～500ppm/0～1000ppm/0～2000ppm
Isobutane | i-C4H10 | 75-28-5 | C4H10 | SG | SG-8582 | Fixed | SD-D58・GHseries | 0～100ppm/0～200ppm/0～300ppm/0～500ppm/0～1000ppm/0～2000ppm
Isobutane | i-C4H10 | 75-28-5 | C4H10 | SG | SG-8586 | Fixed | GD-A80Vseries | 0～100ppm/0～200ppm/0～300ppm/0～500ppm/0～1000ppm/0～2000ppm
Isobutane | i-C4H10 | 75-28-5 | C4H10 | SG | SG-8586 | Fixed | GD-D58・GHseries | 0～100ppm/0～200ppm/0～300ppm/0～500ppm/0～1000ppm/0～2000ppm
Isobutane | i-C4H10 | 75-28-5 | C4H10 | SG | SG-8586 | Fixed | SD-1GHseries | 0～100ppm/0～200ppm/0～300ppm/0～500ppm/0～1000ppm/0～2000ppm
Isobutane | i-C4H10 | 75-28-5 | C4H10 | SG | SG-8586 | Fixed | SD-D58・GHseries | 0～100ppm/0～200ppm/0～300ppm/0～500ppm/0～1000ppm/0～2000ppm
Isobutanol | IBA | 78-83-1 | C4H10O | HW | NC-6215 | Portable | GP-1000(Specified cal.gas) | 0～100%LEL
Isobutanol | IBA | 78-83-1 | C4H10O | HW | HW-6211 | Fixed | SD-1(TYPE GP)series | ～100%LEL
Isobutanol | IBA | 78-83-1 | C4H10O | HW | HW-6211 | Fixed | SD-D58(TYPE GP)series | ～100%LEL
Isobutanol | IBA | 78-83-1 | C4H10O | HW | HW-6211/NC-6211 | Fixed | GD-A80series | ～100%LEL/～17000ppm
Isobutanol | IBA | 78-83-1 | C4H10O | HW | HW-6211/NC-6211 | Fixed | GD-D58(TYPE GP)series | ～100%LEL/～17000ppm
Isobutanol | IBA | 78-83-1 | C4H10O | HW | HW-6211/NC-6211 | Fixed | GD-D58(TYPE NC)series | ～100%LEL/～17000ppm
Isobutanol | IBA | 78-83-1 | C4H10O | HW | HW-6211/NC-6211 | Fixed | SD-1(TYPE NC)series | ～100%LEL/～17000ppm
Isobutanol | IBA | 78-83-1 | C4H10O | HW | HW-6211/NC-6211 | Fixed | SD-D58(TYPE NC)series | ～100%LEL/～17000ppm
Isobutanol | IBA | 78-83-1 | C4H10O | SG | SG-8521 | Fixed | GD-A80Vseries | 0～100ppm/0～200ppm/0～300ppm/0～500ppm/0～1000ppm/0～2000ppm
Isobutanol | IBA | 78-83-1 | C4H10O | SG | SG-8521 | Fixed | GD-D58・GHseries | 0～100ppm/0～200ppm/0～300ppm/0～500ppm/0～1000ppm/0～2000ppm
Isobutanol | IBA | 78-83-1 | C4H10O | SG | SG-8521 | Fixed | SD-1GHseries | 0～100ppm/0～200ppm/0～300ppm/0～500ppm/0～1000ppm/0～2000ppm
Isobutanol | IBA | 78-83-1 | C4H10O | SG | SG-8521 | Fixed | SD-D58・GHseries | 0～100ppm/0～200ppm/0～300ppm/0～500ppm/0～1000ppm/0～2000ppm
Isobuten | i-C4H8 | 115-11-7 | C4H8 | SH | SH-8661 | Portable | SP-220(TYPE H2) | 0～10000ppm
Isobuten | i-C4H8 | 115-11-7 | C4H8 | PID | PSI-001 | Portable | GX-6000 | 0～50000ppb
Isobuten | i-C4H8 | 115-11-7 | C4H8 | PID | PSI-002 | Portable | GX-6000 | 0～6000ppm
Isobuten | i-C4H8 | 115-11-7 | C4H8 | PID | PSI-003 | Portable | GX-6000 | 0～100ppm
Isobuten | i-C4H8 | 115-11-7 | C4H8 | HW | NC-6215 | Portable | GP-1000(Specified cal.gas) | 0～100%LEL
Isobuten | i-C4H8 | 115-11-7 | C4H8 | SG | SGU-8521 | Fixed | GD-70Dseries | 0～2000ppm
Isobuten | i-C4H8 | 115-11-7 | C4H8 | SG | SGU-8521 | Fixed | TP-70D | 0～2000ppm
Isobuten | i-C4H8 | 115-11-7 | C4H8 | RI | DE-3315-2 | Fixed | SD-1RIseries | 0～100%LEL
Isobuten | i-C4H8 | 115-11-7 | C4H8 | HW | HW-6211 | Fixed | SD-1(TYPE GP)series | ～100%LEL
Isobuten | i-C4H8 | 115-11-7 | C4H8 | HW | HW-6211 | Fixed | SD-D58(TYPE GP)series | ～100%LEL
Isobuten | i-C4H8 | 115-11-7 | C4H8 | HW | HW-6211/NC-6211 | Fixed | GD-A80series | ～100%LEL/～18000ppm
Isobuten | i-C4H8 | 115-11-7 | C4H8 | HW | HW-6211/NC-6211 | Fixed | GD-D58(TYPE GP)series | ～100%LEL/～18000ppm
Isobuten | i-C4H8 | 115-11-7 | C4H8 | HW | HW-6211/NC-6211 | Fixed | GD-D58(TYPE NC)series | ～100%LEL/～18000ppm
Isobuten | i-C4H8 | 115-11-7 | C4H8 | HW | HW-6211/NC-6211 | Fixed | SD-1(TYPE NC)series | ～100%LEL/～18000ppm
Isobuten | i-C4H8 | 115-11-7 | C4H8 | HW | HW-6211/NC-6211 | Fixed | SD-D58(TYPE NC)series | ～100%LEL/～18000ppm
Isobuten | i-C4H8 | 115-11-7 | C4H8 | HW | HW-6239 | Fixed | GD-A80-70series | 0～100%LEL
Isobuten | i-C4H8 | 115-11-7 | C4H8 | HW | HW-6239 | Fixed | SD-1(TYPE GP)series | 0～100%LEL
Isobuten | i-C4H8 | 115-11-7 | C4H8 | HW | HW-6239 | Fixed | SD-D58(TYPE GP)series | 0～100%LEL
Isobuten | i-C4H8 | 115-11-7 | C4H8 | HW | HW-6239/NC-6239 | Fixed | GD-A80series | 0～100%LEL/0～18000ppm
Isobuten | i-C4H8 | 115-11-7 | C4H8 | HW | HW-6239/NC-6239 | Fixed | GD-D58(TYPE GP)series | 0～100%LEL/0～18000ppm
Isobuten | i-C4H8 | 115-11-7 | C4H8 | HW | HW-6239/NC-6239 | Fixed | GD-D58(TYPE NC)series | 0～100%LEL/0～18000ppm
Isobuten | i-C4H8 | 115-11-7 | C4H8 | HW | HW-6239/NC-6239 | Fixed | SD-1(TYPE NC)series | 0～100%LEL/0～18000ppm
Isobuten | i-C4H8 | 115-11-7 | C4H8 | HW | HW-6239/NC-6239 | Fixed | SD-D58(TYPE NC)series | 0～100%LEL/0～18000ppm
Isobuten | i-C4H8 | 115-11-7 | C4H8 | SG | SG-8521 | Fixed | GD-A80Vseries | 0～100ppm/0～200ppm/0～300ppm/0～500ppm/0～1000ppm/0～2000ppm
Isobuten | i-C4H8 | 115-11-7 | C4H8 | SG | SG-8521 | Fixed | GD-D58・GHseries | 0～100ppm/0～200ppm/0～300ppm/0～500ppm/0～1000ppm/0～2000ppm
Isobuten | i-C4H8 | 115-11-7 | C4H8 | SG | SG-8521 | Fixed | SD-1GHseries | 0～100ppm/0～200ppm/0～300ppm/0～500ppm/0～1000ppm/0～2000ppm
Isobuten | i-C4H8 | 115-11-7 | C4H8 | SG | SG-8521 | Fixed | SD-D58・GHseries | 0～100ppm/0～200ppm/0～300ppm/0～500ppm/0～1000ppm/0～2000ppm
Isobutyl acetate | AcOBu | 110-19-0 | C6H12O2 | HW | HW-6211 | Fixed | SD-1(TYPE GP)series | ～100%LEL
Isobutyl acetate | AcOBu | 110-19-0 | C6H12O2 | HW | HW-6211 | Fixed | SD-D58(TYPE GP)series | ～100%LEL
Isobutyl acetate | AcOBu | 110-19-0 | C6H12O2 | HW | HW-6211/NC-6211 | Fixed | GD-A80series | ～100%LEL/～13000ppm
Isobutyl acetate | AcOBu | 110-19-0 | C6H12O2 | HW | HW-6211/NC-6211 | Fixed | GD-D58(TYPE GP)series | ～100%LEL/～13000ppm
Isobutyl acetate | AcOBu | 110-19-0 | C6H12O2 | HW | HW-6211/NC-6211 | Fixed | GD-D58(TYPE NC)series | ～100%LEL/～13000ppm
Isobutyl acetate | AcOBu | 110-19-0 | C6H12O2 | HW | HW-6211/NC-6211 | Fixed | SD-1(TYPE NC)series | ～100%LEL/～13000ppm
Isobutyl acetate | AcOBu | 110-19-0 | C6H12O2 | HW | HW-6211/NC-6211 | Fixed | SD-D58(TYPE NC)series | ～100%LEL/～13000ppm
Isobutyl Acrylate | i-BA | 106-63-8 | C7H12O2 | SG | SG-8521 | Fixed | GD-A80Vseries | 0～50ppm/0～100ppm/0～200ppm/0～300ppm/0～500ppm
Isobutyl Acrylate | i-BA | 106-63-8 | C7H12O2 | SG | SG-8521 | Fixed | GD-D58・GHseries | 0～50ppm/0～100ppm/0～200ppm/0～300ppm/0～500ppm
Isobutyl Acrylate | i-BA | 106-63-8 | C7H12O2 | SG | SG-8521 | Fixed | SD-1GHseries | 0～50ppm/0～100ppm/0～200ppm/0～300ppm/0～500ppm
Isobutyl Acrylate | i-BA | 106-63-8 | C7H12O2 | SG | SG-8521 | Fixed | SD-D58・GHseries | 0～50ppm/0～100ppm/0～200ppm/0～300ppm/0～500ppm
Isododecane | iC12H26 | 31807-55-3 | C12H26 | HW | HW-6206 | Fixed | SD-2500 | 0～100%LEL | Upper limit of operating temperature of instrument: SD-2500=160℃/SD-2600=200℃/SD-2700：250℃
Isododecane | iC12H26 | 31807-55-3 | C12H26 | HW | HW-6206 | Fixed | SD-2600 | 0～100%LEL | Upper limit of operating temperature of instrument: SD-2500=160℃/SD-2600=200℃/SD-2700：250℃
Isododecane | iC12H26 | 31807-55-3 | C12H26 | HW | HW-6206 | Fixed | SD-2700 | 0～100%LEL | Upper limit of operating temperature of instrument: SD-2500=160℃/SD-2600=200℃/SD-2700：250℃
Isododecane | iC12H26 | 31807-55-3 | C12H26 | HW | HW-6207 | Fixed | GD-A2400 | 0～100%LEL | Upper limit of operating temperature of instrument: GD-A2400=160℃
Isododecane | iC12H26 | 31807-55-3 | C12H26 | HW | HW-6208 | Fixed | SD-2500 | 0～100%LEL | HW-6206 temperature sorted sensor, Upper limit of operating temperature of instrument: SD-2500=160℃/SD-2600=200℃/SD-2700：250℃
Isododecane | iC12H26 | 31807-55-3 | C12H26 | HW | HW-6208 | Fixed | SD-2600 | 0～100%LEL | HW-6206 temperature sorted sensor, Upper limit of operating temperature of instrument: SD-2500=160℃/SD-2600=200℃/SD-2700：250℃
Isododecane | iC12H26 | 31807-55-3 | C12H26 | HW | HW-6208 | Fixed | SD-2700 | 0～100%LEL | HW-6206 temperature sorted sensor, Upper limit of operating temperature of instrument: SD-2500=160℃/SD-2600=200℃/SD-2700：250℃
Isododecane | iC12H26 | 31807-55-3 | C12H26 | HW | HW-6212 | Fixed | GD-A80-70series | 0～100%LEL
Isododecane | iC12H26 | 31807-55-3 | C12H26 | SG | SG-8521 | Fixed | GD-A80Vseries | 0～30ppm/0～50ppm/0～100ppm/0～200ppm/0～300ppm/0～500ppm/0～1000ppm
Isododecane | iC12H26 | 31807-55-3 | C12H26 | SG | SG-8521 | Fixed | GD-D58・GHseries | 0～30ppm/0～50ppm/0～100ppm/0～200ppm/0～300ppm/0～500ppm/0～1000ppm
Isododecane | iC12H26 | 31807-55-3 | C12H26 | SG | SG-8521 | Fixed | SD-1GHseries | 0～30ppm/0～50ppm/0～100ppm/0～200ppm/0～300ppm/0～500ppm/0～1000ppm
Isododecane | iC12H26 | 31807-55-3 | C12H26 | SG | SG-8521 | Fixed | SD-D58・GHseries | 0～30ppm/0～50ppm/0～100ppm/0～200ppm/0～300ppm/0～500ppm/0～1000ppm
Isohexane | i-C6H14 | 110-54-3 | C6H14 | HW | HW-6211 | Fixed | SD-1(TYPE GP)series | ～100%LEL
Isohexane | i-C6H14 | 110-54-3 | C6H14 | HW | HW-6211 | Fixed | SD-D58(TYPE GP)series | ～100%LEL
Isohexane | i-C6H14 | 110-54-3 | C6H14 | HW | HW-6211/NC-6211 | Fixed | GD-A80series | ～100%LEL/～11000ppm
Isohexane | i-C6H14 | 110-54-3 | C6H14 | HW | HW-6211/NC-6211 | Fixed | GD-D58(TYPE GP)series | ～100%LEL/～11000ppm
Isohexane | i-C6H14 | 110-54-3 | C6H14 | HW | HW-6211/NC-6211 | Fixed | GD-D58(TYPE NC)series | ～100%LEL/～11000ppm
Isohexane | i-C6H14 | 110-54-3 | C6H14 | HW | HW-6211/NC-6211 | Fixed | SD-1(TYPE NC)series | ～100%LEL/～11000ppm
Isohexane | i-C6H14 | 110-54-3 | C6H14 | HW | HW-6211/NC-6211 | Fixed | SD-D58(TYPE NC)series | ～100%LEL/～11000ppm
Isooctane | i-C8H18 | 540-84-1 | C8H18 | HW | HW-6211 | Fixed | SD-1(TYPE GP)series | ～100%LEL
Isooctane | i-C8H18 | 540-84-1 | C8H18 | HW | HW-6211 | Fixed | SD-D58(TYPE GP)series | ～100%LEL
Isooctane | i-C8H18 | 540-84-1 | C8H18 | HW | HW-6211/NC-6211 | Fixed | GD-A80series | ～100%LEL/～8000ppm
Isooctane | i-C8H18 | 540-84-1 | C8H18 | HW | HW-6211/NC-6211 | Fixed | GD-D58(TYPE GP)series | ～100%LEL/～8000ppm
Isooctane | i-C8H18 | 540-84-1 | C8H18 | HW | HW-6211/NC-6211 | Fixed | GD-D58(TYPE NC)series | ～100%LEL/～8000ppm
Isooctane | i-C8H18 | 540-84-1 | C8H18 | HW | HW-6211/NC-6211 | Fixed | SD-1(TYPE NC)series | ～100%LEL/～8000ppm
Isooctane | i-C8H18 | 540-84-1 | C8H18 | HW | HW-6211/NC-6211 | Fixed | SD-D58(TYPE NC)series | ～100%LEL/～8000ppm
ISOPAR H FLUID | ISOPARH | 64742-48-9 | - | HW | NC-6307 | Portable | NC-1000(Specified cal. Gas) | 0～10000ppm
IsoPentane | i-C5H12 | 78-78-4 | C5H12 | RI | DE-3315-2 | Fixed | SD-1RIseries | 0～100%LEL
IsoPentane | i-C5H12 | 78-78-4 | C5H12 | HW | HW-6211 | Fixed | SD-1(TYPE GP)series | ～100%LEL
IsoPentane | i-C5H12 | 78-78-4 | C5H12 | HW | HW-6211 | Fixed | SD-D58(TYPE GP)series | ～100%LEL
IsoPentane | i-C5H12 | 78-78-4 | C5H12 | HW | HW-6211/NC-6211 | Fixed | GD-A80series | ～100%LEL/～13000ppm
IsoPentane | i-C5H12 | 78-78-4 | C5H12 | HW | HW-6211/NC-6211 | Fixed | GD-D58(TYPE GP)series | ～100%LEL/～13000ppm
IsoPentane | i-C5H12 | 78-78-4 | C5H12 | HW | HW-6211/NC-6211 | Fixed | GD-D58(TYPE NC)series | ～100%LEL/～13000ppm
IsoPentane | i-C5H12 | 78-78-4 | C5H12 | HW | HW-6211/NC-6211 | Fixed | SD-1(TYPE NC)series | ～100%LEL/～13000ppm
IsoPentane | i-C5H12 | 78-78-4 | C5H12 | HW | HW-6211/NC-6211 | Fixed | SD-D58(TYPE NC)series | ～100%LEL/～13000ppm
IsoPentane | i-C5H12 | 78-78-4 | C5H12 | SG | SG-8521 | Fixed | GD-A80Vseries | 0～200ppm/0～300ppm/0～500ppm/0～1000ppm/0～2000ppm
IsoPentane | i-C5H12 | 78-78-4 | C5H12 | SG | SG-8521 | Fixed | GD-D58・GHseries | 0～200ppm/0～300ppm/0～500ppm/0～1000ppm/0～2000ppm
IsoPentane | i-C5H12 | 78-78-4 | C5H12 | SG | SG-8521 | Fixed | SD-1GHseries | 0～200ppm/0～300ppm/0～500ppm/0～1000ppm/0～2000ppm
IsoPentane | i-C5H12 | 78-78-4 | C5H12 | SG | SG-8521 | Fixed | SD-D58・GHseries | 0～200ppm/0～300ppm/0～500ppm/0～1000ppm/0～2000ppm
Isopentyl acetate | iPenOAc | 123-92-2 | C7H14O2 | HW | HW-6211 | Fixed | SD-1(TYPE GP)series | ～100%LEL
Isopentyl acetate | iPenOAc | 123-92-2 | C7H14O2 | HW | HW-6211 | Fixed | SD-D58(TYPE GP)series | ～100%LEL
Isopentyl acetate | iPenOAc | 123-92-2 | C7H14O2 | HW | HW-6211/NC-6211 | Fixed | GD-A80series | ～100%LEL/～10000ppm
Isopentyl acetate | iPenOAc | 123-92-2 | C7H14O2 | HW | HW-6211/NC-6211 | Fixed | GD-D58(TYPE GP)series | ～100%LEL/～10000ppm
Isopentyl acetate | iPenOAc | 123-92-2 | C7H14O2 | HW | HW-6211/NC-6211 | Fixed | GD-D58(TYPE NC)series | ～100%LEL/～10000ppm
Isopentyl acetate | iPenOAc | 123-92-2 | C7H14O2 | HW | HW-6211/NC-6211 | Fixed | SD-1(TYPE NC)series | ～100%LEL/～10000ppm
Isopentyl acetate | iPenOAc | 123-92-2 | C7H14O2 | HW | HW-6211/NC-6211 | Fixed | SD-D58(TYPE NC)series | ～100%LEL/～10000ppm
Isopentyl acetate | iPenOAc | 123-92-2 | C7H14O2 | HW | HW-6206 | Fixed | SD-2500 | 0～100%LEL | Upper limit of operating temperature of instrument: SD-2500=160℃/SD-2600=200℃/SD-2700：250℃
Isopentyl acetate | iPenOAc | 123-92-2 | C7H14O2 | HW | HW-6206 | Fixed | SD-2600 | 0～100%LEL | Upper limit of operating temperature of instrument: SD-2500=160℃/SD-2600=200℃/SD-2700：250℃
Isopentyl acetate | iPenOAc | 123-92-2 | C7H14O2 | HW | HW-6206 | Fixed | SD-2700 | 0～100%LEL | Upper limit of operating temperature of instrument: SD-2500=160℃/SD-2600=200℃/SD-2700：250℃
Isopentyl acetate | iPenOAc | 123-92-2 | C7H14O2 | HW | HW-6207 | Fixed | GD-A2400 | 0～100%LEL | Upper limit of operating temperature of instrument: GD-A2400=160℃
Isopentyl acetate | iPenOAc | 123-92-2 | C7H14O2 | HW | HW-6208 | Fixed | SD-2500 | 0～100%LEL | HW-6206 temperature sorted sensor, Upper limit of operating temperature of instrument: SD-2500=160℃/SD-2600=200℃/SD-2700：250℃
Isopentyl acetate | iPenOAc | 123-92-2 | C7H14O2 | HW | HW-6208 | Fixed | SD-2600 | 0～100%LEL | HW-6206 temperature sorted sensor, Upper limit of operating temperature of instrument: SD-2500=160℃/SD-2600=200℃/SD-2700：250℃
Isopentyl acetate | iPenOAc | 123-92-2 | C7H14O2 | HW | HW-6208 | Fixed | SD-2700 | 0～100%LEL | HW-6206 temperature sorted sensor, Upper limit of operating temperature of instrument: SD-2500=160℃/SD-2600=200℃/SD-2700：250℃
Isopentyl acetate | iPenOAc | 123-92-2 | C7H14O2 | HW | HW-6212 | Fixed | GD-A80-70series | 0～100%LEL
Isophorone | C9H14O | 78-59-1 | C9H14O | HW | HW-6206 | Fixed | SD-2500 | 0～100%LEL | Upper limit of operating temperature of instrument: SD-2500=160℃/SD-2600=200℃/SD-2700：250℃
Isophorone | C9H14O | 78-59-1 | C9H14O | HW | HW-6206 | Fixed | SD-2600 | 0～100%LEL | Upper limit of operating temperature of instrument: SD-2500=160℃/SD-2600=200℃/SD-2700：250℃
Isophorone | C9H14O | 78-59-1 | C9H14O | HW | HW-6206 | Fixed | SD-2700 | 0～100%LEL | Upper limit of operating temperature of instrument: SD-2500=160℃/SD-2600=200℃/SD-2700：250℃
Isophorone | C9H14O | 78-59-1 | C9H14O | HW | HW-6207 | Fixed | GD-A2400 | 0～100%LEL | Upper limit of operating temperature of instrument: GD-A2400=160℃
Isophorone | C9H14O | 78-59-1 | C9H14O | HW | HW-6208 | Fixed | SD-2500 | 0～100%LEL | HW-6206 temperature sorted sensor, Upper limit of operating temperature of instrument: SD-2500=160℃/SD-2600=200℃/SD-2700：250℃
Isophorone | C9H14O | 78-59-1 | C9H14O | HW | HW-6208 | Fixed | SD-2600 | 0～100%LEL | HW-6206 temperature sorted sensor, Upper limit of operating temperature of instrument: SD-2500=160℃/SD-2600=200℃/SD-2700：250℃
Isophorone | C9H14O | 78-59-1 | C9H14O | HW | HW-6208 | Fixed | SD-2700 | 0～100%LEL | HW-6206 temperature sorted sensor, Upper limit of operating temperature of instrument: SD-2500=160℃/SD-2600=200℃/SD-2700：250℃
Isophorone | C9H14O | 78-59-1 | C9H14O | HW | HW-6212 | Fixed | GD-A80-70series | 0～100%LEL
Isophorone | C9H14O | 78-59-1 | C9H14O | SG | SG-8521 | Fixed | GD-A80Vseries | 0～50ppm/0～100ppm
Isophorone | C9H14O | 78-59-1 | C9H14O | SG | SG-8521 | Fixed | GD-D58・GHseries | 0～50ppm/0～100ppm
Isophorone | C9H14O | 78-59-1 | C9H14O | SG | SG-8521 | Fixed | SD-1GHseries | 0～50ppm/0～100ppm
Isophorone | C9H14O | 78-59-1 | C9H14O | SG | SG-8521 | Fixed | SD-D58・GHseries | 0～50ppm/0～100ppm
Isoprene | C5H8 | 78-79-5 | C5H8 | HW | NC-6215 | Portable | GP-1000(Specified cal.gas) | 0～100%LEL
Isoprene | C5H8 | 78-79-5 | C5H8 | HW | HW-6211 | Fixed | SD-1(TYPE GP)series | ～100%LEL
Isoprene | C5H8 | 78-79-5 | C5H8 | HW | HW-6211 | Fixed | SD-D58(TYPE GP)series | ～100%LEL
Isoprene | C5H8 | 78-79-5 | C5H8 | HW | HW-6211/NC-6211 | Fixed | GD-A80series | ～100%LEL/～10000ppm
Isoprene | C5H8 | 78-79-5 | C5H8 | HW | HW-6211/NC-6211 | Fixed | GD-D58(TYPE GP)series | ～100%LEL/～10000ppm
Isoprene | C5H8 | 78-79-5 | C5H8 | HW | HW-6211/NC-6211 | Fixed | GD-D58(TYPE NC)series | ～100%LEL/～10000ppm
Isoprene | C5H8 | 78-79-5 | C5H8 | HW | HW-6211/NC-6211 | Fixed | SD-1(TYPE NC)series | ～100%LEL/～10000ppm
Isoprene | C5H8 | 78-79-5 | C5H8 | HW | HW-6211/NC-6211 | Fixed | SD-D58(TYPE NC)series | ～100%LEL/～10000ppm
Isoprene | C5H8 | 78-79-5 | C5H8 | HW | NC-6250 | Fixed | GD-A80series | 0～100%LEL/0～10000ppm
Isoprene | C5H8 | 78-79-5 | C5H8 | HW | NC-6250 | Fixed | GD-D58(TYPE NC)series | 0～100%LEL/0～10000ppm
Isoprene | C5H8 | 78-79-5 | C5H8 | HW | HW-6206 | Fixed | SD-2500 | 0～100%LEL | Upper limit of operating temperature of instrument: SD-2500=160℃/SD-2600=200℃/SD-2700：250℃
Isoprene | C5H8 | 78-79-5 | C5H8 | HW | HW-6206 | Fixed | SD-2600 | 0～100%LEL | Upper limit of operating temperature of instrument: SD-2500=160℃/SD-2600=200℃/SD-2700：250℃
Isoprene | C5H8 | 78-79-5 | C5H8 | HW | HW-6206 | Fixed | SD-2700 | 0～100%LEL | Upper limit of operating temperature of instrument: SD-2500=160℃/SD-2600=200℃/SD-2700：250℃
Isoprene | C5H8 | 78-79-5 | C5H8 | HW | HW-6207 | Fixed | GD-A2400 | 0～100%LEL | Upper limit of operating temperature of instrument: GD-A2400=160℃
Isoprene | C5H8 | 78-79-5 | C5H8 | HW | HW-6208 | Fixed | SD-2500 | 0～100%LEL | HW-6206 temperature sorted sensor, Upper limit of operating temperature of instrument: SD-2500=160℃/SD-2600=200℃/SD-2700：250℃
Isoprene | C5H8 | 78-79-5 | C5H8 | HW | HW-6208 | Fixed | SD-2600 | 0～100%LEL | HW-6206 temperature sorted sensor, Upper limit of operating temperature of instrument: SD-2500=160℃/SD-2600=200℃/SD-2700：250℃
Isoprene | C5H8 | 78-79-5 | C5H8 | HW | HW-6208 | Fixed | SD-2700 | 0～100%LEL | HW-6206 temperature sorted sensor, Upper limit of operating temperature of instrument: SD-2500=160℃/SD-2600=200℃/SD-2700：250℃
Isoprene | C5H8 | 78-79-5 | C5H8 | HW | HW-6212 | Fixed | GD-A80-70series | 0～100%LEL
Isoprene | C5H8 | 78-79-5 | C5H8 | SG | SG-8521 | Fixed | GD-A80Vseries | 0～200ppm/0～300ppm/0～500ppm/0～1000ppm/0～2000ppm
Isoprene | C5H8 | 78-79-5 | C5H8 | SG | SG-8521 | Fixed | GD-D58・GHseries | 0～200ppm/0～300ppm/0～500ppm/0～1000ppm/0～2000ppm
Isoprene | C5H8 | 78-79-5 | C5H8 | SG | SG-8521 | Fixed | SD-1GHseries | 0～200ppm/0～300ppm/0～500ppm/0～1000ppm/0～2000ppm
Isoprene | C5H8 | 78-79-5 | C5H8 | SG | SG-8521 | Fixed | SD-D58・GHseries | 0～200ppm/0～300ppm/0～500ppm/0～1000ppm/0～2000ppm
Isopropyl Alcohol | IPA | 67-63-0 | C3H8O | HW | NC-6215 | Portable | GP-1000(HC/CH4) | 0～100%LEL
Isopropyl Alcohol | IPA | 67-63-0 | C3H8O | HW | NC-6307 | Portable | NC-1000(HC/CH4) | 0～10000ppm
Isopropyl Alcohol | IPA | 67-63-0 | C3H8O | SH | SH-8662 | Portable | SP-220(TYPE SC) | 0～10ppm
Isopropyl Alcohol | IPA | 67-63-0 | C3H8O | SG | SGU-8521 | Fixed | GD-70Dseries | 0～2000ppm
Isopropyl Alcohol | IPA | 67-63-0 | C3H8O | SG | SGU-8521 | Fixed | TP-70D | 0～2000ppm
Isopropyl Alcohol | IPA | 67-63-0 | C3H8O | HW | NCU‐6211 | Fixed | GD-70Dseries | 0～100%LEL | Confirm that GD-70D is non-explosion proof
Isopropyl Alcohol | IPA | 67-63-0 | C3H8O | HW | NCU‐6211 | Fixed | TP-70D | 0～100%LEL | Confirm that GD-70D is non-explosion proof
Isopropyl Alcohol | IPA | 67-63-0 | C3H8O | HW | NCU-6250 | Fixed | GD-70Dseries | 0～100%LEL | Confirm that GD-70D is non-explosion proof
Isopropyl Alcohol | IPA | 67-63-0 | C3H8O | HW | NCU-6250 | Fixed | TP-70D | 0～100%LEL | Confirm that GD-70D is non-explosion proof
Isopropyl Alcohol | IPA | 67-63-0 | C3H8O | RI | DE-2113-35 | Fixed | RI-257 | 0～10000ppm
Isopropyl Alcohol | IPA | 67-63-0 | C3H8O | RI | DE-3315-2 | Fixed | SD-1RIseries | 0～100%LEL
Isopropyl Alcohol | IPA | 67-63-0 | C3H8O | HW | HW-6211 | Fixed | SD-1(TYPE GP)series | ～100%LEL
Isopropyl Alcohol | IPA | 67-63-0 | C3H8O | HW | HW-6211 | Fixed | SD-D58(TYPE GP)series | ～100%LEL
Isopropyl Alcohol | IPA | 67-63-0 | C3H8O | HW | HW-6211/NC-6211 | Fixed | GD-A80series | ～100%LEL/～20000ppm
Isopropyl Alcohol | IPA | 67-63-0 | C3H8O | HW | HW-6211/NC-6211 | Fixed | GD-D58(TYPE GP)series | ～100%LEL/～20000ppm
Isopropyl Alcohol | IPA | 67-63-0 | C3H8O | HW | HW-6211/NC-6211 | Fixed | GD-D58(TYPE NC)series | ～100%LEL/～20000ppm
Isopropyl Alcohol | IPA | 67-63-0 | C3H8O | HW | HW-6211/NC-6211 | Fixed | SD-1(TYPE NC)series | ～100%LEL/～20000ppm
Isopropyl Alcohol | IPA | 67-63-0 | C3H8O | HW | HW-6211/NC-6211 | Fixed | SD-D58(TYPE NC)series | ～100%LEL/～20000ppm
Isopropyl Alcohol | IPA | 67-63-0 | C3H8O | HW | NC-6250 | Fixed | GD-A80series | 0～100%LEL/0～20000ppm
Isopropyl Alcohol | IPA | 67-63-0 | C3H8O | HW | NC-6250 | Fixed | GD-D58(TYPE NC)series | 0～100%LEL/0～20000ppm
Isopropyl Alcohol | IPA | 67-63-0 | C3H8O | HW | HW-6206 | Fixed | SD-2500 | 0～100%LEL | Upper limit of operating temperature of instrument: SD-2500=160℃/SD-2600=200℃/SD-2700：250℃
Isopropyl Alcohol | IPA | 67-63-0 | C3H8O | HW | HW-6206 | Fixed | SD-2600 | 0～100%LEL | Upper limit of operating temperature of instrument: SD-2500=160℃/SD-2600=200℃/SD-2700：250℃
Isopropyl Alcohol | IPA | 67-63-0 | C3H8O | HW | HW-6206 | Fixed | SD-2700 | 0～100%LEL | Upper limit of operating temperature of instrument: SD-2500=160℃/SD-2600=200℃/SD-2700：250℃
Isopropyl Alcohol | IPA | 67-63-0 | C3H8O | HW | HW-6207 | Fixed | GD-A2400 | 0～100%LEL | Upper limit of operating temperature of instrument: GD-A2400=160℃
Isopropyl Alcohol | IPA | 67-63-0 | C3H8O | HW | HW-6208 | Fixed | SD-2500 | 0～100%LEL | HW-6206 temperature sorted sensor, Upper limit of operating temperature of instrument: SD-2500=160℃/SD-2600=200℃/SD-2700：250℃
Isopropyl Alcohol | IPA | 67-63-0 | C3H8O | HW | HW-6208 | Fixed | SD-2600 | 0～100%LEL | HW-6206 temperature sorted sensor, Upper limit of operating temperature of instrument: SD-2500=160℃/SD-2600=200℃/SD-2700：250℃
Isopropyl Alcohol | IPA | 67-63-0 | C3H8O | HW | HW-6208 | Fixed | SD-2700 | 0～100%LEL | HW-6206 temperature sorted sensor, Upper limit of operating temperature of instrument: SD-2500=160℃/SD-2600=200℃/SD-2700：250℃
Isopropyl Alcohol | IPA | 67-63-0 | C3H8O | HW | HW-6212 | Fixed | GD-A80-70series | 0～100%LEL
Isopropyl Alcohol | IPA | 67-63-0 | C3H8O | SG | SG-8511 | Fixed | GD-A80Vseries | 0～3000ppm/0～5000ppm/0～10000ppm
Isopropyl Alcohol | IPA | 67-63-0 | C3H8O | SG | SG-8511 | Fixed | GD-D58・GHseries | 0～3000ppm/0～5000ppm/0～10000ppm
Isopropyl Alcohol | IPA | 67-63-0 | C3H8O | SG | SG-8511 | Fixed | SD-1GHseries | 0～3000ppm/0～5000ppm/0～10000ppm
Isopropyl Alcohol | IPA | 67-63-0 | C3H8O | SG | SG-8511 | Fixed | SD-D58・GHseries | 0～3000ppm/0～5000ppm/0～10000ppm
Isopropyl Alcohol | IPA | 67-63-0 | C3H8O | SG | SG-8521 | Fixed | GD-A80Vseries | 0～300ppm/0～500ppm/0～1000ppm/0～2000ppm
Isopropyl Alcohol | IPA | 67-63-0 | C3H8O | SG | SG-8521 | Fixed | GD-D58・GHseries | 0～300ppm/0～500ppm/0～1000ppm/0～2000ppm
Isopropyl Alcohol | IPA | 67-63-0 | C3H8O | SG | SG-8521 | Fixed | SD-1GHseries | 0～300ppm/0～500ppm/0～1000ppm/0～2000ppm
Isopropyl Alcohol | IPA | 67-63-0 | C3H8O | SG | SG-8521 | Fixed | SD-D58・GHseries | 0～300ppm/0～500ppm/0～1000ppm/0～2000ppm
Isopropyl Alcohol | IPA | 67-63-0 | C3H8O | SG | SG-8565 | Fixed | GD-A80Vseries | 0～100ppm/0～200ppm/0～300ppm/0～500ppm/0～1000ppm/0～2000ppm/0～3000ppm/0～5000ppm
Isopropyl Alcohol | IPA | 67-63-0 | C3H8O | SG | SG-8565 | Fixed | GD-D58・GHseries | 0～100ppm/0～200ppm/0～300ppm/0～500ppm/0～1000ppm/0～2000ppm/0～3000ppm/0～5000ppm
Isopropyl Alcohol | IPA | 67-63-0 | C3H8O | SG | SG-8565 | Fixed | SD-1GHseries | 0～100ppm/0～200ppm/0～300ppm/0～500ppm/0～1000ppm/0～2000ppm/0～3000ppm/0～5000ppm
Isopropyl Alcohol | IPA | 67-63-0 | C3H8O | SG | SG-8565 | Fixed | SD-D58・GHseries | 0～100ppm/0～200ppm/0～300ppm/0～500ppm/0～1000ppm/0～2000ppm/0～3000ppm/0～5000ppm
Isopropyl chloride | IPC | 75-29-6 | C3H7CL | SG | SG-8523 | Fixed | GD-A80Vseries | 0～50ppm/0～100ppm/0～200ppm/0～300ppm/0～500ppm/0～1000ppm/0～2000ppm
Isopropyl chloride | IPC | 75-29-6 | C3H7CL | SG | SG-8523 | Fixed | GD-D58・GHseries | 0～50ppm/0～100ppm/0～200ppm/0～300ppm/0～500ppm/0～1000ppm/0～2000ppm
Isopropyl chloride | IPC | 75-29-6 | C3H7CL | SG | SG-8523 | Fixed | SD-1GHseries | 0～50ppm/0～100ppm/0～200ppm/0～300ppm/0～500ppm/0～1000ppm/0～2000ppm
Isopropyl chloride | IPC | 75-29-6 | C3H7CL | SG | SG-8523 | Fixed | SD-D58・GHseries | 0～50ppm/0～100ppm/0～200ppm/0～300ppm/0～500ppm/0～1000ppm/0～2000ppm
Isopropyl ether | IPE | 108-20-3 | C6H14O | HW | HW-6211 | Fixed | SD-1(TYPE GP)series | ～100%LEL
Isopropyl ether | IPE | 108-20-3 | C6H14O | HW | HW-6211 | Fixed | SD-D58(TYPE GP)series | ～100%LEL
Isopropyl ether | IPE | 108-20-3 | C6H14O | HW | HW-6211/NC-6211 | Fixed | GD-A80series | ～100%LEL/～14000ppm
Isopropyl ether | IPE | 108-20-3 | C6H14O | HW | HW-6211/NC-6211 | Fixed | GD-D58(TYPE GP)series | ～100%LEL/～14000ppm
Isopropyl ether | IPE | 108-20-3 | C6H14O | HW | HW-6211/NC-6211 | Fixed | GD-D58(TYPE NC)series | ～100%LEL/～14000ppm
Isopropyl ether | IPE | 108-20-3 | C6H14O | HW | HW-6211/NC-6211 | Fixed | SD-1(TYPE NC)series | ～100%LEL/～14000ppm
Isopropyl ether | IPE | 108-20-3 | C6H14O | HW | HW-6211/NC-6211 | Fixed | SD-D58(TYPE NC)series | ～100%LEL/～14000ppm
Isopropyl ether | IPE | 108-20-3 | C6H14O | SG | SG-8521 | Fixed | GD-A80Vseries | 0～100ppm/0～200ppm/0～300ppm/0～500ppm/0～1000ppm/0～2000ppm/0～3000ppm/0～5000ppm
Isopropyl ether | IPE | 108-20-3 | C6H14O | SG | SG-8521 | Fixed | GD-D58・GHseries | 0～100ppm/0～200ppm/0～300ppm/0～500ppm/0～1000ppm/0～2000ppm/0～3000ppm/0～5000ppm
Isopropyl ether | IPE | 108-20-3 | C6H14O | SG | SG-8521 | Fixed | SD-1GHseries | 0～100ppm/0～200ppm/0～300ppm/0～500ppm/0～1000ppm/0～2000ppm/0～3000ppm/0～5000ppm
Isopropyl ether | IPE | 108-20-3 | C6H14O | SG | SG-8521 | Fixed | SD-D58・GHseries | 0～100ppm/0～200ppm/0～300ppm/0～500ppm/0～1000ppm/0～2000ppm/0～3000ppm/0～5000ppm
JET-A1 | JET-A1 | - | - | HW | HW-6211 | Fixed | SD-1(TYPE GP)series | ～100%LEL
JET-A1 | JET-A1 | - | - | HW | HW-6211 | Fixed | SD-D58(TYPE GP)series | ～100%LEL
JET-A1 | JET-A1 | - | - | HW | HW-6211/NC-6211 | Fixed | GD-A80series | ～100%LEL/～7000ppm
JET-A1 | JET-A1 | - | - | HW | HW-6211/NC-6211 | Fixed | GD-D58(TYPE GP)series | ～100%LEL/～7000ppm
JET-A1 | JET-A1 | - | - | HW | HW-6211/NC-6211 | Fixed | GD-D58(TYPE NC)series | ～100%LEL/～7000ppm
JET-A1 | JET-A1 | - | - | HW | HW-6211/NC-6211 | Fixed | SD-1(TYPE NC)series | ～100%LEL/～7000ppm
JET-A1 | JET-A1 | - | - | HW | HW-6211/NC-6211 | Fixed | SD-D58(TYPE NC)series | ～100%LEL/～7000ppm
JP-4 | JP-4 | - | - | HW | HW-6211/NC-6211 | Fixed | GD-A80series | ～50%LEL/～5000ppm
JP-4 | JP-4 | - | - | HW | HW-6211/NC-6211 | Fixed | GD-D58(TYPE GP)series | ～50%LEL/～5000ppm
JP-4 | JP-4 | - | - | HW | HW-6211/NC-6211 | Fixed | GD-D58(TYPE NC)series | ～50%LEL/～5000ppm
JP-4 | JP-4 | - | - | HW | HW-6211/NC-6211 | Fixed | SD-1(TYPE NC)series | ～50%LEL/～5000ppm
JP-4 | JP-4 | - | - | HW | HW-6211/NC-6211 | Fixed | SD-D58(TYPE NC)series | ～50%LEL/～5000ppm
JP-4 | JP-4 | - | - | SG | SG-8521 | Fixed | GD-A80Vseries | 0～100ppm/0～200ppm/0～300ppm/0～500ppm/0～1000ppm/0～2000ppm
JP-4 | JP-4 | - | - | SG | SG-8521 | Fixed | GD-D58・GHseries | 0～100ppm/0～200ppm/0～300ppm/0～500ppm/0～1000ppm/0～2000ppm
JP-4 | JP-4 | - | - | SG | SG-8521 | Fixed | SD-1GHseries | 0～100ppm/0～200ppm/0～300ppm/0～500ppm/0～1000ppm/0～2000ppm
JP-4 | JP-4 | - | - | SG | SG-8521 | Fixed | SD-D58・GHseries | 0～100ppm/0～200ppm/0～300ppm/0～500ppm/0～1000ppm/0～2000ppm
JP-5 | JP-5 | - | - | SG | SG-8521 | Fixed | GD-A80Vseries | 0～100ppm/0～200ppm
JP-5 | JP-5 | - | - | SG | SG-8521 | Fixed | GD-D58・GHseries | 0～100ppm/0～200ppm
JP-5 | JP-5 | - | - | SG | SG-8521 | Fixed | SD-1GHseries | 0～100ppm/0～200ppm
JP-5 | JP-5 | - | - | SG | SG-8521 | Fixed | SD-D58・GHseries | 0～100ppm/0～200ppm
JP-8 | JP-8 | - | - | HW | NC-6211 | Fixed | GD-A80series | ～50%LEL/～4500ppm
JP-8 | JP-8 | - | - | HW | NC-6211 | Fixed | GD-D58(TYPE GP)series | ～50%LEL/～4500ppm
JP-8 | JP-8 | - | - | HW | NC-6211 | Fixed | GD-D58(TYPE NC)series | ～50%LEL/～4500ppm
JP-8 | JP-8 | - | - | HW | NC-6211 | Fixed | SD-1(TYPE NC)series | ～50%LEL/～4500ppm
JP-8 | JP-8 | - | - | HW | NC-6211 | Fixed | SD-D58(TYPE NC)series | ～50%LEL/～4500ppm
Kerosene | KEROSEN | 8008-20-6 | - | HW | NC-6211 | Fixed | SD-1(TYPE GP)series | ～100%LEL/～7000ppm
Kerosene | KEROSEN | 8008-20-6 | - | HW | NC-6211 | Fixed | SD-D58(TYPE GP)series | ～100%LEL/～7000ppm
Kerosene | KEROSEN | 8008-20-6 | - | HW | HW-6206 | Fixed | SD-2500 | 0～100%LEL | Upper limit of operating temperature of instrument: SD-2500=160℃/SD-2600=200℃/SD-2700：250℃
Kerosene | KEROSEN | 8008-20-6 | - | HW | HW-6206 | Fixed | SD-2600 | 0～100%LEL | Upper limit of operating temperature of instrument: SD-2500=160℃/SD-2600=200℃/SD-2700：250℃
Kerosene | KEROSEN | 8008-20-6 | - | HW | HW-6206 | Fixed | SD-2700 | 0～100%LEL | Upper limit of operating temperature of instrument: SD-2500=160℃/SD-2600=200℃/SD-2700：250℃
Kerosene | KEROSEN | 8008-20-6 | - | HW | HW-6207 | Fixed | GD-A2400 | 0～100%LEL | Upper limit of operating temperature of instrument: GD-A2400=160℃
Kerosene | KEROSEN | 8008-20-6 | - | HW | HW-6208 | Fixed | SD-2500 | 0～100%LEL | HW-6206 temperature sorted sensor, Upper limit of operating temperature of instrument: SD-2500=160℃/SD-2600=200℃/SD-2700：250℃
Kerosene | KEROSEN | 8008-20-6 | - | HW | HW-6208 | Fixed | SD-2600 | 0～100%LEL | HW-6206 temperature sorted sensor, Upper limit of operating temperature of instrument: SD-2500=160℃/SD-2600=200℃/SD-2700：250℃
Kerosene | KEROSEN | 8008-20-6 | - | HW | HW-6208 | Fixed | SD-2700 | 0～100%LEL | HW-6206 temperature sorted sensor, Upper limit of operating temperature of instrument: SD-2500=160℃/SD-2600=200℃/SD-2700：250℃
Kerosene | KEROSEN | 8008-20-6 | - | HW | HW-6212 | Fixed | GD-A80-70series | 0～100%LEL
Kerosene | KEROSEN | 8008-20-6 | - | SG | SG-8521 | Fixed | GD-A80Vseries | 0～200ppm/0～300ppm/0～500ppm/0～1000ppm/0～2000ppm
Kerosene | KEROSEN | 8008-20-6 | - | SG | SG-8521 | Fixed | GD-D58・GHseries | 0～200ppm/0～300ppm/0～500ppm/0～1000ppm/0～2000ppm
Kerosene | KEROSEN | 8008-20-6 | - | SG | SG-8521 | Fixed | SD-1GHseries | 0～200ppm/0～300ppm/0～500ppm/0～1000ppm/0～2000ppm
Kerosene | KEROSEN | 8008-20-6 | - | SG | SG-8521 | Fixed | SD-D58・GHseries | 0～200ppm/0～300ppm/0～500ppm/0～1000ppm/0～2000ppm
Limonene | LIMONEN | 138-86-3,5989-27-5 | C10H16 | HW | HW-6211/NC-6211 | Fixed | GD-A80series | ～90%LEL/～6300ppm
Limonene | LIMONEN | 138-86-3,5989-27-5 | C10H16 | HW | HW-6211/NC-6211 | Fixed | GD-D58(TYPE GP)series | ～90%LEL/～6300ppm
Limonene | LIMONEN | 138-86-3,5989-27-5 | C10H16 | HW | HW-6211/NC-6211 | Fixed | GD-D58(TYPE NC)series | ～90%LEL/～6300ppm
Limonene | LIMONEN | 138-86-3,5989-27-5 | C10H16 | HW | HW-6211/NC-6211 | Fixed | SD-1(TYPE NC)series | ～90%LEL/～6300ppm
Limonene | LIMONEN | 138-86-3,5989-27-5 | C10H16 | HW | HW-6211/NC-6211 | Fixed | SD-D58(TYPE NC)series | ～90%LEL/～6300ppm
LPG | LPG | - | - | SG | SGU-8511 | Fixed | GD-70Dseries | 0～10000ppm | Isobutane representative
LPG | LPG | - | - | SG | SGU-8511 | Fixed | TP-70D | 0～10000ppm | Isobutane representative
Mesityl oxide | MO | 141-79-7 | C6H10O | SG | SG-8521 | Fixed | GD-A80Vseries | 0～50ppm/0～100ppm/0～200ppm/0～300ppm/0～500ppm/0～1000ppm/0～2000ppm
Mesityl oxide | MO | 141-79-7 | C6H10O | SG | SG-8521 | Fixed | GD-D58・GHseries | 0～50ppm/0～100ppm/0～200ppm/0～300ppm/0～500ppm/0～1000ppm/0～2000ppm
Mesityl oxide | MO | 141-79-7 | C6H10O | SG | SG-8521 | Fixed | SD-1GHseries | 0～50ppm/0～100ppm/0～200ppm/0～300ppm/0～500ppm/0～1000ppm/0～2000ppm
Mesityl oxide | MO | 141-79-7 | C6H10O | SG | SG-8521 | Fixed | SD-D58・GHseries | 0～50ppm/0～100ppm/0～200ppm/0～300ppm/0～500ppm/0～1000ppm/0～2000ppm
Methacrolein | C4H6O | 78-85-3 | C4H6O | HW | HW-6211 | Fixed | SD-1(TYPE GP)series | ～100%LEL
Methacrolein | C4H6O | 78-85-3 | C4H6O | HW | HW-6211 | Fixed | SD-D58(TYPE GP)series | ～100%LEL
Methacrolein | C4H6O | 78-85-3 | C4H6O | HW | HW-6211/NC-6211 | Fixed | GD-A80series | ～100%LEL/～11000ppm
Methacrolein | C4H6O | 78-85-3 | C4H6O | HW | HW-6211/NC-6211 | Fixed | GD-D58(TYPE GP)series | ～100%LEL/～11000ppm
Methacrolein | C4H6O | 78-85-3 | C4H6O | HW | HW-6211/NC-6211 | Fixed | GD-D58(TYPE NC)series | ～100%LEL/～11000ppm
Methacrolein | C4H6O | 78-85-3 | C4H6O | HW | HW-6211/NC-6211 | Fixed | SD-1(TYPE NC)series | ～100%LEL/～11000ppm
Methacrolein | C4H6O | 78-85-3 | C4H6O | HW | HW-6211/NC-6211 | Fixed | SD-D58(TYPE NC)series | ～100%LEL/～11000ppm
Methacrolein | C4H6O | 78-85-3 | C4H6O | SG | SG-8521 | Fixed | GD-A80Vseries | 0～500ppm/0～1000ppm/0～2000ppm
Methacrolein | C4H6O | 78-85-3 | C4H6O | SG | SG-8521 | Fixed | GD-D58・GHseries | 0～500ppm/0～1000ppm/0～2000ppm
Methacrolein | C4H6O | 78-85-3 | C4H6O | SG | SG-8521 | Fixed | SD-1GHseries | 0～500ppm/0～1000ppm/0～2000ppm
Methacrolein | C4H6O | 78-85-3 | C4H6O | SG | SG-8521 | Fixed | SD-D58・GHseries | 0～500ppm/0～1000ppm/0～2000ppm
Methacrylic acid | MAA | 79-41-4 | C4H6O2 | HW | NC-6211 | Fixed | GD-A80series | ～25%LEL/～4000ppm
Methacrylic acid | MAA | 79-41-4 | C4H6O2 | HW | NC-6211 | Fixed | GD-D58(TYPE GP)series | ～25%LEL/～4000ppm
Methacrylic acid | MAA | 79-41-4 | C4H6O2 | HW | NC-6211 | Fixed | GD-D58(TYPE NC)series | ～25%LEL/～4000ppm
Methacrylic acid | MAA | 79-41-4 | C4H6O2 | HW | NC-6211 | Fixed | SD-1(TYPE NC)series | ～25%LEL/～4000ppm
Methacrylic acid | MAA | 79-41-4 | C4H6O2 | HW | NC-6211 | Fixed | SD-D58(TYPE NC)series | ～25%LEL/～4000ppm
Methacrylic acid | MAA | 79-41-4 | C4H6O2 | HW | HW-6206 | Fixed | SD-2500 | 0～100%LEL | Upper limit of operating temperature of instrument: SD-2500=160℃/SD-2600=200℃/SD-2700：250℃
Methacrylic acid | MAA | 79-41-4 | C4H6O2 | HW | HW-6206 | Fixed | SD-2600 | 0～100%LEL | Upper limit of operating temperature of instrument: SD-2500=160℃/SD-2600=200℃/SD-2700：250℃
Methacrylic acid | MAA | 79-41-4 | C4H6O2 | HW | HW-6206 | Fixed | SD-2700 | 0～100%LEL | Upper limit of operating temperature of instrument: SD-2500=160℃/SD-2600=200℃/SD-2700：250℃
Methacrylic acid | MAA | 79-41-4 | C4H6O2 | HW | HW-6207 | Fixed | GD-A2400 | 0～100%LEL | Upper limit of operating temperature of instrument: GD-A2400=160℃
Methacrylic acid | MAA | 79-41-4 | C4H6O2 | HW | HW-6208 | Fixed | SD-2500 | 0～100%LEL | HW-6206 temperature sorted sensor, Upper limit of operating temperature of instrument: SD-2500=160℃/SD-2600=200℃/SD-2700：250℃
Methacrylic acid | MAA | 79-41-4 | C4H6O2 | HW | HW-6208 | Fixed | SD-2600 | 0～100%LEL | HW-6206 temperature sorted sensor, Upper limit of operating temperature of instrument: SD-2500=160℃/SD-2600=200℃/SD-2700：250℃
Methacrylic acid | MAA | 79-41-4 | C4H6O2 | HW | HW-6208 | Fixed | SD-2700 | 0～100%LEL | HW-6206 temperature sorted sensor, Upper limit of operating temperature of instrument: SD-2500=160℃/SD-2600=200℃/SD-2700：250℃
Methacrylic acid | MAA | 79-41-4 | C4H6O2 | HW | HW-6212 | Fixed | GD-A80-70series | 0～100%LEL
Methacrylic acid | MAA | 79-41-4 | C4H6O2 | SG | SG-8562 | Fixed | GD-A80Vseries | 0～100ppm/0～200ppm/0～300ppm/0～500ppm/0～1000ppm
Methacrylic acid | MAA | 79-41-4 | C4H6O2 | SG | SG-8562 | Fixed | GD-D58・GHseries | 0～100ppm/0～200ppm/0～300ppm/0～500ppm/0～1000ppm
Methacrylic acid | MAA | 79-41-4 | C4H6O2 | SG | SG-8562 | Fixed | SD-1GHseries | 0～100ppm/0～200ppm/0～300ppm/0～500ppm/0～1000ppm
Methacrylic acid | MAA | 79-41-4 | C4H6O2 | SG | SG-8562 | Fixed | SD-D58・GHseries | 0～100ppm/0～200ppm/0～300ppm/0～500ppm/0～1000ppm
Methane | CH4 | 74-82-8 | CH4 | HW | NC-6264AZP | Portable | GX-2009 | 0～100%LEL
Methane | CH4 | 74-82-8 | CH4 | HW | NC-6264AZP | Portable | GX-2012 | 0～100%LEL
Methane | CH4 | 74-82-8 | CH4 | HW | NC-6264AZP | Portable | GX-2012GT | 0～100%LEL
Methane | CH4 | 74-82-8 | CH4 | HW | NC-6264AZP | Portable | GX-6000 | 0～100%LEL
Methane | CH4 | 74-82-8 | CH4 | HW | NC-6264AZP | Portable | GP-03 | 0～100%LEL
Methane | CH4 | 74-82-8 | CH4 | HW | NC-6215 | Portable | GX-8000 | 0～100%LEL
Methane | CH4 | 74-82-8 | CH4 | HW | NC-6215 | Portable | GX-8000(TYPE LEL) | 0～100%LEL
Methane | CH4 | 74-82-8 | CH4 | HW | NC-6215 | Portable | GP-1000(CH4) | 0～100%LEL
Methane | CH4 | 74-82-8 | CH4 | TE | TE-7561 | Portable | GX-2012 | 0～100vol%
Methane | CH4 | 74-82-8 | CH4 | TE | TE-7561 | Portable | GX-2012GT | 0～100vol%
Methane | CH4 | 74-82-8 | CH4 | SH | SH-8641 | Portable | GX-2012GT | 0～500ppm
Methane | CH4 | 74-82-8 | CH4 | TE | TE-7515 | Portable | GX-8000 | 0～100vol%
Methane | CH4 | 74-82-8 | CH4 | RI | DE-3113-13 | Portable | RX-8000 | 0～100%LEL～100vol%
Methane | CH4 | 74-82-8 | CH4 | RI | DE-3123-5 | Portable | RX-8500 | 0～100%LEL～100vol%
Methane | CH4 | 74-82-8 | CH4 | HW | NC-6307 | Portable | NC-1000(CH4) | 0～10000ppm
Methane | CH4 | 74-82-8 | CH4 | TE | TE-7515W | Portable | NP-1000(CH4) | 0～100vol%
Methane | CH4 | 74-82-8 | CH4 | SH | SH-8662 | Portable | SP-220(TYPE SC) | 0～20ppm
Methane | CH4 | 74-82-8 | CH4 | SH | SH-8661 | Portable | SP-220(TYPE M) | 0～10000ppm
Methane | CH4 | 74-82-8 | CH4 | SH | SH-8661 | Portable | SP-220(TYPE ML) | 0～10000ppm
Methane | CH4 | 74-82-8 | CH4 | SH | SH-8661 | Portable | SP-220(TYPE H2) | 0～10000ppm
Methane | CH4 | 74-82-8 | CH4 | RI | DES-3311-3 | Portable | GX-6000 | 0～100%LEL～100vol%
Methane | CH4 | 74-82-8 | CH4 | SG | SGU-8511 | Fixed | GD-70Dseries | 0～2.00vol%
Methane | CH4 | 74-82-8 | CH4 | SG | SGU-8511 | Fixed | TP-70D | 0～2.00vol%
Methane | CH4 | 74-82-8 | CH4 | SG | SGU-8511 | Fixed | GD-70Dseries | 0～5000ppm
Methane | CH4 | 74-82-8 | CH4 | SG | SGU-8511 | Fixed | TP-70D | 0～5000ppm
Methane | CH4 | 74-82-8 | CH4 | SG | SGU-8581 | Fixed | GD-70Dseries | 0～2000ppm
Methane | CH4 | 74-82-8 | CH4 | SG | SGU-8581 | Fixed | TP-70D | 0～2000ppm
Methane | CH4 | 74-82-8 | CH4 | SG | SGU-8581A | Fixed | GD-70Dseries | 0～2000ppm | Only for TSMC
Methane | CH4 | 74-82-8 | CH4 | SG | SGU-8581A | Fixed | TP-70D | 0～2000ppm | Only for TSMC
Methane | CH4 | 74-82-8 | CH4 | SG | SGU-8581 | Fixed | GD-70Dseries | 0～5000ppm
Methane | CH4 | 74-82-8 | CH4 | SG | SGU-8581 | Fixed | TP-70D | 0～5000ppm
Methane | CH4 | 74-82-8 | CH4 | HW | NCU‐6213 | Fixed | GD-70Dseries | 0～100%LEL | Confirm that GD-70D is non-explosion proof
Methane | CH4 | 74-82-8 | CH4 | HW | NCU‐6213 | Fixed | TP-70D | 0～100%LEL | Confirm that GD-70D is non-explosion proof
Methane | CH4 | 74-82-8 | CH4 | HW | NCU‐6213 | Fixed | GD-70Dseries | 0～2vol%
Methane | CH4 | 74-82-8 | CH4 | HW | NCU‐6213 | Fixed | TP-70D | 0～2vol%
Methane | CH4 | 74-82-8 | CH4 | HW | NCU‐6213 | Fixed | GD-70Dseries | 0～20000ppm
Methane | CH4 | 74-82-8 | CH4 | HW | NCU‐6213 | Fixed | TP-70D | 0～20000ppm
Methane | CH4 | 74-82-8 | CH4 | HW | NCU-6239 | Fixed | GD-70Dseries | 0～100%LEL | Confirm that GD-70D is non-explosion proof
Methane | CH4 | 74-82-8 | CH4 | HW | NCU-6239 | Fixed | TP-70D | 0～100%LEL | Confirm that GD-70D is non-explosion proof
Methane | CH4 | 74-82-8 | CH4 | RI | DET-6520-1 | Fixed | SDWL-1RIseries | 0～100%LEL
Methane | CH4 | 74-82-8 | CH4 | RI | DE-2113-50 | Fixed | RI-557 | 0～5vol%
Methane | CH4 | 74-82-8 | CH4 | RI | DE-2113-51 | Fixed | RI-557 | 0～20vol%
Methane | CH4 | 74-82-8 | CH4 | RI | DE-2113-52 | Fixed | RI-557 | 0～100vol%
Methane | CH4 | 74-82-8 | CH4 | RI | DE-3315-1 | Fixed | SD-1RIseries | 0～100%LEL
Methane | CH4 | 74-82-8 | CH4 | RI | DE-3315-1 | Fixed | SD-1RIseries | 0～100vol%
Methane | CH4 | 74-82-8 | CH4 | HW | HW-6213/NC-6213 | Fixed | GD-A80series | 0～100%LEL/0～50000ppm
Methane | CH4 | 74-82-8 | CH4 | HW | HW-6213/NC-6213 | Fixed | GD-D58(TYPE GP)series | 0～100%LEL/0～50000ppm
Methane | CH4 | 74-82-8 | CH4 | HW | HW-6213/NC-6213 | Fixed | GD-D58(TYPE NC)series | 0～100%LEL/0～50000ppm
Methane | CH4 | 74-82-8 | CH4 | HW | HW-6239 | Fixed | GD-A80-70series | 0～100%LEL
Methane | CH4 | 74-82-8 | CH4 | HW | HW-6239 | Fixed | SD-1(TYPE GP)series | 0～100%LEL
Methane | CH4 | 74-82-8 | CH4 | HW | HW-6239 | Fixed | SD-D58(TYPE GP)series | 0～100%LEL
Methane | CH4 | 74-82-8 | CH4 | HW | HW-6239/NC-6239 | Fixed | GD-A80series | 0～100%LEL/0～50000ppm
Methane | CH4 | 74-82-8 | CH4 | HW | HW-6239/NC-6239 | Fixed | GD-D58(TYPE GP)series | 0～100%LEL/0～50000ppm
Methane | CH4 | 74-82-8 | CH4 | HW | HW-6239/NC-6239 | Fixed | GD-D58(TYPE NC)series | 0～100%LEL/0～50000ppm
Methane | CH4 | 74-82-8 | CH4 | HW | HW-6239/NC-6239 | Fixed | SD-1(TYPE NC)series | 0～100%LEL/0～50000ppm
Methane | CH4 | 74-82-8 | CH4 | HW | HW-6239/NC-6239 | Fixed | SD-D58(TYPE NC)series | 0～100%LEL/0～50000ppm
Methane | CH4 | 74-82-8 | CH4 | HW | NC-6240A | Fixed | GD-A80series | 0～100%LEL/0～50000ppm
Methane | CH4 | 74-82-8 | CH4 | HW | NC-6240A | Fixed | GD-D58(TYPE NC)series | 0～100%LEL/0～50000ppm
Methane | CH4 | 74-82-8 | CH4 | HW | NC-6240A | Fixed | SD-1(TYPE NC)series | 0～100%LEL/0～50000ppm
Methane | CH4 | 74-82-8 | CH4 | HW | NC-6240A | Fixed | SD-D58(TYPE NC)series | 0～100%LEL/0～50000ppm
Methane | CH4 | 74-82-8 | CH4 | HW | NC-6245 | Fixed | GD-A80series | 0～100%LEL
Methane | CH4 | 74-82-8 | CH4 | HW | NC-6245 | Fixed | GD-D58(TYPE NC)series | 0～100%LEL
Methane | CH4 | 74-82-8 | CH4 | HW | NC-6245 | Fixed | SD-1(TYPE NC)series | 0～100%LEL
Methane | CH4 | 74-82-8 | CH4 | HW | NC-6245 | Fixed | SD-D58(TYPE NC)series | 0～100%LEL
Methane | CH4 | 74-82-8 | CH4 | SG | SG-8511 | Fixed | GD-A80Vseries | 0～1000ppm/0～2000ppm/0～2500ppm/0～3000ppm/0～3500ppm/0～5000ppm/0～10000ppm/0～12500ppm/0～15000ppm/0～20000ppm/0～30000ppm/0～50000ppm/0～50%LEL/0～100%LEL
Methane | CH4 | 74-82-8 | CH4 | SG | SG-8511 | Fixed | GD-D58・GHseries | 0～1000ppm/0～2000ppm/0～2500ppm/0～3000ppm/0～3500ppm/0～5000ppm/0～10000ppm/0～12500ppm/0～15000ppm/0～20000ppm/0～30000ppm/0～50000ppm/0～50%LEL/0～100%LEL
Methane | CH4 | 74-82-8 | CH4 | SG | SG-8511 | Fixed | SD-1GHseries | 0～1000ppm/0～2000ppm/0～2500ppm/0～3000ppm/0～3500ppm/0～5000ppm/0～10000ppm/0～12500ppm/0～15000ppm/0～20000ppm/0～30000ppm/0～50000ppm/0～50%LEL/0～100%LEL
Methane | CH4 | 74-82-8 | CH4 | SG | SG-8511 | Fixed | SD-D58・GHseries | 0～1000ppm/0～2000ppm/0～2500ppm/0～3000ppm/0～3500ppm/0～5000ppm/0～10000ppm/0～12500ppm/0～15000ppm/0～20000ppm/0～30000ppm/0～50000ppm/0～50%LEL/0～100%LEL
Methane | CH4 | 74-82-8 | CH4 | SG | SG-8581 | Fixed | GD-A80Vseries | 0～500ppm/0～1000ppm/0～2000ppm
Methane | CH4 | 74-82-8 | CH4 | SG | SG-8581 | Fixed | GD-D58・GHseries | 0～500ppm/0～1000ppm/0～2000ppm
Methane | CH4 | 74-82-8 | CH4 | SG | SG-8581 | Fixed | SD-1GHseries | 0～500ppm/0～1000ppm/0～2000ppm
Methane | CH4 | 74-82-8 | CH4 | SG | SG-8581 | Fixed | SD-D58・GHseries | 0～500ppm/0～1000ppm/0～2000ppm
Methane | CH4 | 74-82-8 | CH4 | SG | SG-8585 | Fixed | GD-A80Vseries | 0～500ppm/0～1000ppm/0～2000ppm
Methane | CH4 | 74-82-8 | CH4 | SG | SG-8585 | Fixed | GD-D58・GHseries | 0～500ppm/0～1000ppm/0～2000ppm
Methane | CH4 | 74-82-8 | CH4 | SG | SG-8585 | Fixed | SD-1GHseries | 0～500ppm/0～1000ppm/0～2000ppm
Methane | CH4 | 74-82-8 | CH4 | SG | SG-8585 | Fixed | SD-D58・GHseries | 0～500ppm/0～1000ppm/0～2000ppm
Methanol | CH3OH | 67-56-1 | CH4O | HW | NC-6215 | Portable | GX-8000(TYPE LEL) | 0～100%LEL
Methanol | CH3OH | 67-56-1 | CH4O | HW | NC-6215 | Portable | GP-1000(HC/CH4) | 0～100%LEL
Methanol | CH3OH | 67-56-1 | CH4O | HW | NC-6307 | Portable | NC-1000(HC/CH4) | 0～10000ppm
Methanol | CH3OH | 67-56-1 | CH4O | SH | SH-8662 | Portable | SP-220(TYPE SC) | 0～10ppm
Methanol | CH3OH | 67-56-1 | CH4O | SG | SGU-8521 | Fixed | GD-70Dseries | 0～1000ppm
Methanol | CH3OH | 67-56-1 | CH4O | SG | SGU-8521 | Fixed | TP-70D | 0～1000ppm
Methanol | CH3OH | 67-56-1 | CH4O | SG | SGU-8521 | Fixed | GD-70Dseries | 0～2000ppm
Methanol | CH3OH | 67-56-1 | CH4O | SG | SGU-8521 | Fixed | TP-70D | 0～2000ppm
Methanol | CH3OH | 67-56-1 | CH4O | HW | NCU‐6211 | Fixed | GD-70Dseries | 0～100%LEL | Confirm that GD-70D is non-explosion proof
Methanol | CH3OH | 67-56-1 | CH4O | HW | NCU‐6211 | Fixed | TP-70D | 0～100%LEL | Confirm that GD-70D is non-explosion proof
Methanol | CH3OH | 67-56-1 | CH4O | HW | NCU‐6211 | Fixed | GD-70Dseries | 0～5000ppm
Methanol | CH3OH | 67-56-1 | CH4O | HW | NCU‐6211 | Fixed | TP-70D | 0～5000ppm
Methanol | CH3OH | 67-56-1 | CH4O | RI | DE-3315-2 | Fixed | SD-1RIseries | 0～100%LEL
Methanol | CH3OH | 67-56-1 | CH4O | HW | HW-6211 | Fixed | SD-1(TYPE GP)series | ～100%LEL
Methanol | CH3OH | 67-56-1 | CH4O | HW | HW-6211 | Fixed | SD-D58(TYPE GP)series | ～100%LEL
Methanol | CH3OH | 67-56-1 | CH4O | HW | HW-6211/NC-6211 | Fixed | GD-A80series | ～100%LEL/～55000ppm
Methanol | CH3OH | 67-56-1 | CH4O | HW | HW-6211/NC-6211 | Fixed | GD-D58(TYPE GP)series | ～100%LEL/～55000ppm
Methanol | CH3OH | 67-56-1 | CH4O | HW | HW-6211/NC-6211 | Fixed | GD-D58(TYPE NC)series | ～100%LEL/～55000ppm
Methanol | CH3OH | 67-56-1 | CH4O | HW | HW-6211/NC-6211 | Fixed | SD-1(TYPE NC)series | ～100%LEL/～55000ppm
Methanol | CH3OH | 67-56-1 | CH4O | HW | HW-6211/NC-6211 | Fixed | SD-D58(TYPE NC)series | ～100%LEL/～55000ppm
Methanol | CH3OH | 67-56-1 | CH4O | HW | HW-6213/NC-6213 | Fixed | GD-A80series | 0～100%LEL/0～55000ppm
Methanol | CH3OH | 67-56-1 | CH4O | HW | HW-6213/NC-6213 | Fixed | GD-D58(TYPE GP)series | 0～100%LEL/0～55000ppm
Methanol | CH3OH | 67-56-1 | CH4O | HW | HW-6213/NC-6213 | Fixed | GD-D58(TYPE NC)series | 0～100%LEL/0～55000ppm
Methanol | CH3OH | 67-56-1 | CH4O | HW | NC-6240A | Fixed | GD-A80series | 0～100%LEL/0～55000ppm
Methanol | CH3OH | 67-56-1 | CH4O | HW | NC-6240A | Fixed | GD-D58(TYPE NC)series | 0～100%LEL/0～55000ppm
Methanol | CH3OH | 67-56-1 | CH4O | HW | NC-6240A | Fixed | SD-1(TYPE NC)series | 0～100%LEL/0～55000ppm
Methanol | CH3OH | 67-56-1 | CH4O | HW | NC-6240A | Fixed | SD-D58(TYPE NC)series | 0～100%LEL/0～55000ppm
Methanol | CH3OH | 67-56-1 | CH4O | HW | NC-6245 | Fixed | GD-A80series | 0～100%LEL
Methanol | CH3OH | 67-56-1 | CH4O | HW | NC-6245 | Fixed | GD-D58(TYPE NC)series | 0～100%LEL
Methanol | CH3OH | 67-56-1 | CH4O | HW | NC-6245 | Fixed | SD-1(TYPE NC)series | 0～100%LEL
Methanol | CH3OH | 67-56-1 | CH4O | HW | NC-6245 | Fixed | SD-D58(TYPE NC)series | 0～100%LEL
Methanol | CH3OH | 67-56-1 | CH4O | HW | HW-6206 | Fixed | SD-2500 | 0～100%LEL | Upper limit of operating temperature of instrument: SD-2500=160℃/SD-2600=200℃/SD-2700：250℃
Methanol | CH3OH | 67-56-1 | CH4O | HW | HW-6206 | Fixed | SD-2600 | 0～100%LEL | Upper limit of operating temperature of instrument: SD-2500=160℃/SD-2600=200℃/SD-2700：250℃
Methanol | CH3OH | 67-56-1 | CH4O | HW | HW-6206 | Fixed | SD-2700 | 0～100%LEL | Upper limit of operating temperature of instrument: SD-2500=160℃/SD-2600=200℃/SD-2700：250℃
Methanol | CH3OH | 67-56-1 | CH4O | HW | HW-6207 | Fixed | GD-A2400 | 0～100%LEL | Upper limit of operating temperature of instrument: GD-A2400=160℃
Methanol | CH3OH | 67-56-1 | CH4O | HW | HW-6208 | Fixed | SD-2500 | 0～100%LEL | HW-6206 temperature sorted sensor, Upper limit of operating temperature of instrument: SD-2500=160℃/SD-2600=200℃/SD-2700：250℃
Methanol | CH3OH | 67-56-1 | CH4O | HW | HW-6208 | Fixed | SD-2600 | 0～100%LEL | HW-6206 temperature sorted sensor, Upper limit of operating temperature of instrument: SD-2500=160℃/SD-2600=200℃/SD-2700：250℃
Methanol | CH3OH | 67-56-1 | CH4O | HW | HW-6208 | Fixed | SD-2700 | 0～100%LEL | HW-6206 temperature sorted sensor, Upper limit of operating temperature of instrument: SD-2500=160℃/SD-2600=200℃/SD-2700：250℃
Methanol | CH3OH | 67-56-1 | CH4O | HW | HW-6212 | Fixed | GD-A80-70series | 0～100%LEL
Methanol | CH3OH | 67-56-1 | CH4O | SG | SG-8511 | Fixed | GD-A80Vseries | 0～3000ppm/0～5000ppm
Methanol | CH3OH | 67-56-1 | CH4O | SG | SG-8511 | Fixed | GD-D58・GHseries | 0～3000ppm/0～5000ppm
Methanol | CH3OH | 67-56-1 | CH4O | SG | SG-8511 | Fixed | SD-1GHseries | 0～3000ppm/0～5000ppm
Methanol | CH3OH | 67-56-1 | CH4O | SG | SG-8511 | Fixed | SD-D58・GHseries | 0～3000ppm/0～5000ppm
Methanol | CH3OH | 67-56-1 | CH4O | SG | SG-8521 | Fixed | GD-A80Vseries | 0～30ppm/0～50ppm/0～100ppm/0～200ppm/0～300ppm/0～500ppm/0～600ppm/0～800ppm/0～1000ppm/0～2000ppm
Methanol | CH3OH | 67-56-1 | CH4O | SG | SG-8521 | Fixed | GD-D58・GHseries | 0～30ppm/0～50ppm/0～100ppm/0～200ppm/0～300ppm/0～500ppm/0～600ppm/0～800ppm/0～1000ppm/0～2000ppm
Methanol | CH3OH | 67-56-1 | CH4O | SG | SG-8521 | Fixed | SD-1GHseries | 0～30ppm/0～50ppm/0～100ppm/0～200ppm/0～300ppm/0～500ppm/0～600ppm/0～800ppm/0～1000ppm/0～2000ppm
Methanol | CH3OH | 67-56-1 | CH4O | SG | SG-8521 | Fixed | SD-D58・GHseries | 0～30ppm/0～50ppm/0～100ppm/0～200ppm/0～300ppm/0～500ppm/0～600ppm/0～800ppm/0～1000ppm/0～2000ppm
Methanol | CH3OH | 67-56-1 | CH4O | SG | SG-8565 | Fixed | GD-A80Vseries | 0～100ppm/0～200ppm/0～300ppm/0～500ppm/0～1000ppm/0～2000ppm/0～3000ppm/0～5000ppm
Methanol | CH3OH | 67-56-1 | CH4O | SG | SG-8565 | Fixed | GD-D58・GHseries | 0～100ppm/0～200ppm/0～300ppm/0～500ppm/0～1000ppm/0～2000ppm/0～3000ppm/0～5000ppm
Methanol | CH3OH | 67-56-1 | CH4O | SG | SG-8565 | Fixed | SD-1GHseries | 0～100ppm/0～200ppm/0～300ppm/0～500ppm/0～1000ppm/0～2000ppm/0～3000ppm/0～5000ppm
Methanol | CH3OH | 67-56-1 | CH4O | SG | SG-8565 | Fixed | SD-D58・GHseries | 0～100ppm/0～200ppm/0～300ppm/0～500ppm/0～1000ppm/0～2000ppm/0～3000ppm/0～5000ppm
Methyl acetate | MeOAc | 79-20-9 | C3H6O2 | HW | HW-6211 | Fixed | SD-1(TYPE GP)series | ～100%LEL
Methyl acetate | MeOAc | 79-20-9 | C3H6O2 | HW | HW-6211 | Fixed | SD-D58(TYPE GP)series | ～100%LEL
Methyl acetate | MeOAc | 79-20-9 | C3H6O2 | HW | HW-6211/NC-6211 | Fixed | GD-A80series | ～100%LEL/～31000ppm
Methyl acetate | MeOAc | 79-20-9 | C3H6O2 | HW | HW-6211/NC-6211 | Fixed | GD-D58(TYPE GP)series | ～100%LEL/～31000ppm
Methyl acetate | MeOAc | 79-20-9 | C3H6O2 | HW | HW-6211/NC-6211 | Fixed | GD-D58(TYPE NC)series | ～100%LEL/～31000ppm
Methyl acetate | MeOAc | 79-20-9 | C3H6O2 | HW | HW-6211/NC-6211 | Fixed | SD-1(TYPE NC)series | ～100%LEL/～31000ppm
Methyl acetate | MeOAc | 79-20-9 | C3H6O2 | HW | HW-6211/NC-6211 | Fixed | SD-D58(TYPE NC)series | ～100%LEL/～31000ppm
Methyl acetate | MeOAc | 79-20-9 | C3H6O2 | HW | HW-6206 | Fixed | SD-2500 | 0～100%LEL | Upper limit of operating temperature of instrument: SD-2500=160℃/SD-2600=200℃/SD-2700：250℃
Methyl acetate | MeOAc | 79-20-9 | C3H6O2 | HW | HW-6206 | Fixed | SD-2600 | 0～100%LEL | Upper limit of operating temperature of instrument: SD-2500=160℃/SD-2600=200℃/SD-2700：250℃
Methyl acetate | MeOAc | 79-20-9 | C3H6O2 | HW | HW-6206 | Fixed | SD-2700 | 0～100%LEL | Upper limit of operating temperature of instrument: SD-2500=160℃/SD-2600=200℃/SD-2700：250℃
Methyl acetate | MeOAc | 79-20-9 | C3H6O2 | HW | HW-6207 | Fixed | GD-A2400 | 0～100%LEL | Upper limit of operating temperature of instrument: GD-A2400=160℃
Methyl acetate | MeOAc | 79-20-9 | C3H6O2 | HW | HW-6208 | Fixed | SD-2500 | 0～100%LEL | HW-6206 temperature sorted sensor, Upper limit of operating temperature of instrument: SD-2500=160℃/SD-2600=200℃/SD-2700：250℃
Methyl acetate | MeOAc | 79-20-9 | C3H6O2 | HW | HW-6208 | Fixed | SD-2600 | 0～100%LEL | HW-6206 temperature sorted sensor, Upper limit of operating temperature of instrument: SD-2500=160℃/SD-2600=200℃/SD-2700：250℃
Methyl acetate | MeOAc | 79-20-9 | C3H6O2 | HW | HW-6208 | Fixed | SD-2700 | 0～100%LEL | HW-6206 temperature sorted sensor, Upper limit of operating temperature of instrument: SD-2500=160℃/SD-2600=200℃/SD-2700：250℃
Methyl acetate | MeOAc | 79-20-9 | C3H6O2 | HW | HW-6212 | Fixed | GD-A80-70series | 0～100%LEL
Methyl acetate | MeOAc | 79-20-9 | C3H6O2 | SG | SG-8511 | Fixed | GD-A80Vseries | 0～3000ppm/0～5000ppm
Methyl acetate | MeOAc | 79-20-9 | C3H6O2 | SG | SG-8511 | Fixed | GD-D58・GHseries | 0～3000ppm/0～5000ppm
Methyl acetate | MeOAc | 79-20-9 | C3H6O2 | SG | SG-8511 | Fixed | SD-1GHseries | 0～3000ppm/0～5000ppm
Methyl acetate | MeOAc | 79-20-9 | C3H6O2 | SG | SG-8511 | Fixed | SD-D58・GHseries | 0～3000ppm/0～5000ppm
Methyl acetate | MeOAc | 79-20-9 | C3H6O2 | SG | SG-8521 | Fixed | GD-A80Vseries | 0～100ppm/0～200ppm/0～300ppm/0～500ppm/0～1000ppm/0～2000ppm
Methyl acetate | MeOAc | 79-20-9 | C3H6O2 | SG | SG-8521 | Fixed | GD-D58・GHseries | 0～100ppm/0～200ppm/0～300ppm/0～500ppm/0～1000ppm/0～2000ppm
Methyl acetate | MeOAc | 79-20-9 | C3H6O2 | SG | SG-8521 | Fixed | SD-1GHseries | 0～100ppm/0～200ppm/0～300ppm/0～500ppm/0～1000ppm/0～2000ppm
Methyl acetate | MeOAc | 79-20-9 | C3H6O2 | SG | SG-8521 | Fixed | SD-D58・GHseries | 0～100ppm/0～200ppm/0～300ppm/0～500ppm/0～1000ppm/0～2000ppm
Methyl acrylate | C4H6O2 | 96-33-3 | C4H6O2 | HW | HW-6211 | Fixed | SD-1(TYPE GP)series | ～100%LEL
Methyl acrylate | C4H6O2 | 96-33-3 | C4H6O2 | HW | HW-6211 | Fixed | SD-D58(TYPE GP)series | ～100%LEL
Methyl acrylate | C4H6O2 | 96-33-3 | C4H6O2 | HW | HW-6211/NC-6211 | Fixed | GD-A80series | ～100%LEL/～24000ppm
Methyl acrylate | C4H6O2 | 96-33-3 | C4H6O2 | HW | HW-6211/NC-6211 | Fixed | GD-D58(TYPE GP)series | ～100%LEL/～24000ppm
Methyl acrylate | C4H6O2 | 96-33-3 | C4H6O2 | HW | HW-6211/NC-6211 | Fixed | GD-D58(TYPE NC)series | ～100%LEL/～24000ppm
Methyl acrylate | C4H6O2 | 96-33-3 | C4H6O2 | HW | HW-6211/NC-6211 | Fixed | SD-1(TYPE NC)series | ～100%LEL/～24000ppm
Methyl acrylate | C4H6O2 | 96-33-3 | C4H6O2 | HW | HW-6211/NC-6211 | Fixed | SD-D58(TYPE NC)series | ～100%LEL/～24000ppm
Methyl acrylate | C4H6O2 | 96-33-3 | C4H6O2 | SG | SG-8521 | Fixed | GD-A80Vseries | 0～50ppm/0～100ppm/0～150ppm/0～200ppm/0～300ppm/0～500ppm/0～1000ppm/0～2000ppm
Methyl acrylate | C4H6O2 | 96-33-3 | C4H6O2 | SG | SG-8521 | Fixed | GD-D58・GHseries | 0～50ppm/0～100ppm/0～150ppm/0～200ppm/0～300ppm/0～500ppm/0～1000ppm/0～2000ppm
Methyl acrylate | C4H6O2 | 96-33-3 | C4H6O2 | SG | SG-8521 | Fixed | SD-1GHseries | 0～50ppm/0～100ppm/0～150ppm/0～200ppm/0～300ppm/0～500ppm/0～1000ppm/0～2000ppm
Methyl acrylate | C4H6O2 | 96-33-3 | C4H6O2 | SG | SG-8521 | Fixed | SD-D58・GHseries | 0～50ppm/0～100ppm/0～150ppm/0～200ppm/0～300ppm/0～500ppm/0～1000ppm/0～2000ppm
Methyl bromide | CH3Br | 74-83-9 | CH3Br | SH | SH-8662 | Portable | SP-220(TYPE FUM) | 0～100ppm
Methyl bromide | CH3Br | 74-83-9 | CH3Br | SH | SH-8662 | Portable | SP-220(TYPE SC) | 0～20ppm
Methyl bromide | CH3Br | 74-83-9 | CH3Br | SG | SG-8511 | Fixed | GD-A80Vseries | 0～200ppm/0～300ppm/0～500ppm/0～1000ppm
Methyl bromide | CH3Br | 74-83-9 | CH3Br | SG | SG-8511 | Fixed | GD-D58・GHseries | 0～200ppm/0～300ppm/0～500ppm/0～1000ppm
Methyl bromide | CH3Br | 74-83-9 | CH3Br | SG | SG-8511 | Fixed | SD-1GHseries | 0～200ppm/0～300ppm/0～500ppm/0～1000ppm
Methyl bromide | CH3Br | 74-83-9 | CH3Br | SG | SG-8511 | Fixed | SD-D58・GHseries | 0～200ppm/0～300ppm/0～500ppm/0～1000ppm
Methyl chloride | CH3CL | 74-87-3 | CH3CL | SH | SH-8662 | Portable | SP-220(TYPE SC) | 0～10ppm
Methyl chloride | CH3CL | 74-87-3 | CH3CL | RI | DE-3315-2 | Fixed | SD-1RIseries | 0～100%LEL
Methyl chloride | CH3CL | 74-87-3 | CH3CL | SG | SG-8513 | Fixed | GD-A80Vseries | 0～200ppm/0～300ppm/0～500ppm/0～600ppm/0～1000ppm/0～2000ppm/0～3000ppm
Methyl chloride | CH3CL | 74-87-3 | CH3CL | SG | SG-8513 | Fixed | GD-D58・GHseries | 0～200ppm/0～300ppm/0～500ppm/0～600ppm/0～1000ppm/0～2000ppm/0～3000ppm
Methyl chloride | CH3CL | 74-87-3 | CH3CL | SG | SG-8513 | Fixed | SD-1GHseries | 0～200ppm/0～300ppm/0～500ppm/0～600ppm/0～1000ppm/0～2000ppm/0～3000ppm
Methyl chloride | CH3CL | 74-87-3 | CH3CL | SG | SG-8513 | Fixed | SD-D58・GHseries | 0～200ppm/0～300ppm/0～500ppm/0～600ppm/0～1000ppm/0～2000ppm/0～3000ppm
Methyl Chloroformate | MCF | 79-22-1 | C2H3O2CL | SG | SG-8523 | Fixed | GD-A80Vseries | 0～200ppm/0～300ppm/0～500ppm/0～1000ppm/0～2000ppm/0～3000ppm/0～5000ppm
Methyl Chloroformate | MCF | 79-22-1 | C2H3O2CL | SG | SG-8523 | Fixed | GD-D58・GHseries | 0～200ppm/0～300ppm/0～500ppm/0～1000ppm/0～2000ppm/0～3000ppm/0～5000ppm
Methyl Chloroformate | MCF | 79-22-1 | C2H3O2CL | SG | SG-8523 | Fixed | SD-1GHseries | 0～200ppm/0～300ppm/0～500ppm/0～1000ppm/0～2000ppm/0～3000ppm/0～5000ppm
Methyl Chloroformate | MCF | 79-22-1 | C2H3O2CL | SG | SG-8523 | Fixed | SD-D58・GHseries | 0～200ppm/0～300ppm/0～500ppm/0～1000ppm/0～2000ppm/0～3000ppm/0～5000ppm
Methyl ethyl ketone | MEK | 78-93-3 | C4H8O | HW | NC-6215 | Portable | GX-8000(TYPE LEL) | 0～100%LEL
Methyl ethyl ketone | MEK | 78-93-3 | C4H8O | HW | NC-6215 | Portable | GP-1000(HC/CH4) | 0～100%LEL
Methyl ethyl ketone | MEK | 78-93-3 | C4H8O | HW | NC-6307 | Portable | NC-1000(HC/CH4) | 0～10000ppm
Methyl ethyl ketone | MEK | 78-93-3 | C4H8O | SH | SH-8662 | Portable | SP-220(TYPE SC) | 0～10ppm
Methyl ethyl ketone | MEK | 78-93-3 | C4H8O | RI | DE-3315-2 | Fixed | SD-1RIseries | 0～10000ppm
Methyl ethyl ketone | MEK | 78-93-3 | C4H8O | RI | DE-3315-2 | Fixed | SD-1RIseries | 0～100%LEL
Methyl ethyl ketone | MEK | 78-93-3 | C4H8O | HW | HW-6211 | Fixed | SD-1(TYPE GP)series | ～100%LEL
Methyl ethyl ketone | MEK | 78-93-3 | C4H8O | HW | HW-6211 | Fixed | SD-D58(TYPE GP)series | ～100%LEL
Methyl ethyl ketone | MEK | 78-93-3 | C4H8O | HW | HW-6211/NC-6211 | Fixed | GD-A80series | ～100%LEL/～18000ppm
Methyl ethyl ketone | MEK | 78-93-3 | C4H8O | HW | HW-6211/NC-6211 | Fixed | GD-D58(TYPE GP)series | ～100%LEL/～18000ppm
Methyl ethyl ketone | MEK | 78-93-3 | C4H8O | HW | HW-6211/NC-6211 | Fixed | GD-D58(TYPE NC)series | ～100%LEL/～18000ppm
Methyl ethyl ketone | MEK | 78-93-3 | C4H8O | HW | HW-6211/NC-6211 | Fixed | SD-1(TYPE NC)series | ～100%LEL/～18000ppm
Methyl ethyl ketone | MEK | 78-93-3 | C4H8O | HW | HW-6211/NC-6211 | Fixed | SD-D58(TYPE NC)series | ～100%LEL/～18000ppm
Methyl ethyl ketone | MEK | 78-93-3 | C4H8O | HW | HW-6206 | Fixed | SD-2500 | 0～100%LEL | Upper limit of operating temperature of instrument: SD-2500=160℃/SD-2600=200℃/SD-2700：250℃
Methyl ethyl ketone | MEK | 78-93-3 | C4H8O | HW | HW-6206 | Fixed | SD-2600 | 0～100%LEL | Upper limit of operating temperature of instrument: SD-2500=160℃/SD-2600=200℃/SD-2700：250℃
Methyl ethyl ketone | MEK | 78-93-3 | C4H8O | HW | HW-6206 | Fixed | SD-2700 | 0～100%LEL | Upper limit of operating temperature of instrument: SD-2500=160℃/SD-2600=200℃/SD-2700：250℃
Methyl ethyl ketone | MEK | 78-93-3 | C4H8O | HW | HW-6207 | Fixed | GD-A2400 | 0～100%LEL | Upper limit of operating temperature of instrument: GD-A2400=160℃
Methyl ethyl ketone | MEK | 78-93-3 | C4H8O | HW | HW-6208 | Fixed | SD-2500 | 0～100%LEL | HW-6206 temperature sorted sensor, Upper limit of operating temperature of instrument: SD-2500=160℃/SD-2600=200℃/SD-2700：250℃
Methyl ethyl ketone | MEK | 78-93-3 | C4H8O | HW | HW-6208 | Fixed | SD-2600 | 0～100%LEL | HW-6206 temperature sorted sensor, Upper limit of operating temperature of instrument: SD-2500=160℃/SD-2600=200℃/SD-2700：250℃
Methyl ethyl ketone | MEK | 78-93-3 | C4H8O | HW | HW-6208 | Fixed | SD-2700 | 0～100%LEL | HW-6206 temperature sorted sensor, Upper limit of operating temperature of instrument: SD-2500=160℃/SD-2600=200℃/SD-2700：250℃
Methyl ethyl ketone | MEK | 78-93-3 | C4H8O | HW | HW-6212 | Fixed | GD-A80-70series | 0～100%LEL
Methyl ethyl ketone | MEK | 78-93-3 | C4H8O | SG | SG-8511 | Fixed | GD-A80Vseries | 0～3000ppm/0～5000ppm
Methyl ethyl ketone | MEK | 78-93-3 | C4H8O | SG | SG-8511 | Fixed | GD-D58・GHseries | 0～3000ppm/0～5000ppm
Methyl ethyl ketone | MEK | 78-93-3 | C4H8O | SG | SG-8511 | Fixed | SD-1GHseries | 0～3000ppm/0～5000ppm
Methyl ethyl ketone | MEK | 78-93-3 | C4H8O | SG | SG-8511 | Fixed | SD-D58・GHseries | 0～3000ppm/0～5000ppm
Methyl ethyl ketone | MEK | 78-93-3 | C4H8O | SG | SG-8521 | Fixed | GD-A80Vseries | 0～100ppm/0～200ppm/0～300ppm/0～500ppm/0～1000ppm/0～2000ppm
Methyl ethyl ketone | MEK | 78-93-3 | C4H8O | SG | SG-8521 | Fixed | GD-D58・GHseries | 0～100ppm/0～200ppm/0～300ppm/0～500ppm/0～1000ppm/0～2000ppm
Methyl ethyl ketone | MEK | 78-93-3 | C4H8O | SG | SG-8521 | Fixed | SD-1GHseries | 0～100ppm/0～200ppm/0～300ppm/0～500ppm/0～1000ppm/0～2000ppm
Methyl ethyl ketone | MEK | 78-93-3 | C4H8O | SG | SG-8521 | Fixed | SD-D58・GHseries | 0～100ppm/0～200ppm/0～300ppm/0～500ppm/0～1000ppm/0～2000ppm
Methyl formate | HCOOCH3 | 107-31-3 | C2H4O2 | HW | HW-6211 | Fixed | SD-1(TYPE GP)series | ～100%LEL
Methyl formate | HCOOCH3 | 107-31-3 | C2H4O2 | HW | HW-6211 | Fixed | SD-D58(TYPE GP)series | ～100%LEL
Methyl formate | HCOOCH3 | 107-31-3 | C2H4O2 | HW | HW-6211/NC-6211 | Fixed | GD-A80series | ～100%LEL/～45000ppm
Methyl formate | HCOOCH3 | 107-31-3 | C2H4O2 | HW | HW-6211/NC-6211 | Fixed | GD-D58(TYPE GP)series | ～100%LEL/～45000ppm
Methyl formate | HCOOCH3 | 107-31-3 | C2H4O2 | HW | HW-6211/NC-6211 | Fixed | GD-D58(TYPE NC)series | ～100%LEL/～45000ppm
Methyl formate | HCOOCH3 | 107-31-3 | C2H4O2 | HW | HW-6211/NC-6211 | Fixed | SD-1(TYPE NC)series | ～100%LEL/～45000ppm
Methyl formate | HCOOCH3 | 107-31-3 | C2H4O2 | HW | HW-6211/NC-6211 | Fixed | SD-D58(TYPE NC)series | ～100%LEL/～45000ppm
Methyl formate | HCOOCH3 | 107-31-3 | C2H4O2 | SG | SG-8521 | Fixed | GD-A80Vseries | 0～50ppm/0～100ppm/0～200ppm/0～300ppm/0～500ppm/0～1000ppm
Methyl formate | HCOOCH3 | 107-31-3 | C2H4O2 | SG | SG-8521 | Fixed | GD-D58・GHseries | 0～50ppm/0～100ppm/0～200ppm/0～300ppm/0～500ppm/0～1000ppm
Methyl formate | HCOOCH3 | 107-31-3 | C2H4O2 | SG | SG-8521 | Fixed | SD-1GHseries | 0～50ppm/0～100ppm/0～200ppm/0～300ppm/0～500ppm/0～1000ppm
Methyl formate | HCOOCH3 | 107-31-3 | C2H4O2 | SG | SG-8521 | Fixed | SD-D58・GHseries | 0～50ppm/0～100ppm/0～200ppm/0～300ppm/0～500ppm/0～1000ppm
Methyl iodide | CH3I | 74-88-4 | CH3I | SH | SH-8662 | Portable | SP-220(TYPE FUM) | 0～30ppm
Methyl iodide | CH3I | 74-88-4 | CH3I | SG | SG-8511 | Fixed | GD-A80Vseries | 0～100ppm/0～200ppm/0～300ppm/0～500ppm/0～1000ppm/0～2000ppm
Methyl iodide | CH3I | 74-88-4 | CH3I | SG | SG-8511 | Fixed | GD-D58・GHseries | 0～100ppm/0～200ppm/0～300ppm/0～500ppm/0～1000ppm/0～2000ppm
Methyl iodide | CH3I | 74-88-4 | CH3I | SG | SG-8511 | Fixed | SD-1GHseries | 0～100ppm/0～200ppm/0～300ppm/0～500ppm/0～1000ppm/0～2000ppm
Methyl iodide | CH3I | 74-88-4 | CH3I | SG | SG-8511 | Fixed | SD-D58・GHseries | 0～100ppm/0～200ppm/0～300ppm/0～500ppm/0～1000ppm/0～2000ppm
Methyl isobutyl ketone | MIBK | 108-10-1 | C6H12O | HW | NC-6215 | Portable | GP-1000(HC/CH4) | 0～100%LEL
Methyl isobutyl ketone | MIBK | 108-10-1 | C6H12O | HW | NC-6307 | Portable | NC-1000(HC/CH4) | 0～10000ppm
Methyl isobutyl ketone | MIBK | 108-10-1 | C6H12O | HW | HW-6211 | Fixed | SD-1(TYPE GP)series | ～100%LEL
Methyl isobutyl ketone | MIBK | 108-10-1 | C6H12O | HW | HW-6211 | Fixed | SD-D58(TYPE GP)series | ～100%LEL
Methyl isobutyl ketone | MIBK | 108-10-1 | C6H12O | HW | HW-6211/NC-6211 | Fixed | GD-A80series | ～100%LEL/～12000ppm
Methyl isobutyl ketone | MIBK | 108-10-1 | C6H12O | HW | HW-6211/NC-6211 | Fixed | GD-D58(TYPE GP)series | ～100%LEL/～12000ppm
Methyl isobutyl ketone | MIBK | 108-10-1 | C6H12O | HW | HW-6211/NC-6211 | Fixed | GD-D58(TYPE NC)series | ～100%LEL/～12000ppm
Methyl isobutyl ketone | MIBK | 108-10-1 | C6H12O | HW | HW-6211/NC-6211 | Fixed | SD-1(TYPE NC)series | ～100%LEL/～12000ppm
Methyl isobutyl ketone | MIBK | 108-10-1 | C6H12O | HW | HW-6211/NC-6211 | Fixed | SD-D58(TYPE NC)series | ～100%LEL/～12000ppm
Methyl isobutyl ketone | MIBK | 108-10-1 | C6H12O | HW | HW-6206 | Fixed | SD-2500 | 0～100%LEL | Upper limit of operating temperature of instrument: SD-2500=160℃/SD-2600=200℃/SD-2700：250℃
Methyl isobutyl ketone | MIBK | 108-10-1 | C6H12O | HW | HW-6206 | Fixed | SD-2600 | 0～100%LEL | Upper limit of operating temperature of instrument: SD-2500=160℃/SD-2600=200℃/SD-2700：250℃
Methyl isobutyl ketone | MIBK | 108-10-1 | C6H12O | HW | HW-6206 | Fixed | SD-2700 | 0～100%LEL | Upper limit of operating temperature of instrument: SD-2500=160℃/SD-2600=200℃/SD-2700：250℃
Methyl isobutyl ketone | MIBK | 108-10-1 | C6H12O | HW | HW-6207 | Fixed | GD-A2400 | 0～100%LEL | Upper limit of operating temperature of instrument: GD-A2400=160℃
Methyl isobutyl ketone | MIBK | 108-10-1 | C6H12O | HW | HW-6208 | Fixed | SD-2500 | 0～100%LEL | HW-6206 temperature sorted sensor, Upper limit of operating temperature of instrument: SD-2500=160℃/SD-2600=200℃/SD-2700：250℃
Methyl isobutyl ketone | MIBK | 108-10-1 | C6H12O | HW | HW-6208 | Fixed | SD-2600 | 0～100%LEL | HW-6206 temperature sorted sensor, Upper limit of operating temperature of instrument: SD-2500=160℃/SD-2600=200℃/SD-2700：250℃
Methyl isobutyl ketone | MIBK | 108-10-1 | C6H12O | HW | HW-6208 | Fixed | SD-2700 | 0～100%LEL | HW-6206 temperature sorted sensor, Upper limit of operating temperature of instrument: SD-2500=160℃/SD-2600=200℃/SD-2700：250℃
Methyl isobutyl ketone | MIBK | 108-10-1 | C6H12O | HW | HW-6212 | Fixed | GD-A80-70series | 0～100%LEL
Methyl isobutyl ketone | MIBK | 108-10-1 | C6H12O | SG | SG-8521 | Fixed | GD-A80Vseries | 0～50ppm/0～100ppm/0～200ppm/0～300ppm/0～500ppm/◆0～1000ppm/◆0～2000ppm | ◆Accuracy near the F.S. concentration range is likely to deteriorate
Methyl isobutyl ketone | MIBK | 108-10-1 | C6H12O | SG | SG-8521 | Fixed | GD-D58・GHseries | 0～50ppm/0～100ppm/0～200ppm/0～300ppm/0～500ppm/◆0～1000ppm/◆0～2000ppm | ◆Accuracy near the F.S. concentration range is likely to deteriorate
Methyl isobutyl ketone | MIBK | 108-10-1 | C6H12O | SG | SG-8521 | Fixed | SD-1GHseries | 0～50ppm/0～100ppm/0～200ppm/0～300ppm/0～500ppm/◆0～1000ppm/◆0～2000ppm | ◆Accuracy near the F.S. concentration range is likely to deteriorate
Methyl isobutyl ketone | MIBK | 108-10-1 | C6H12O | SG | SG-8521 | Fixed | SD-D58・GHseries | 0～50ppm/0～100ppm/0～200ppm/0～300ppm/0～500ppm/◆0～1000ppm/◆0～2000ppm | ◆Accuracy near the F.S. concentration range is likely to deteriorate
Methyl isobutyrate | MIB | 547-63-7 | C5H10O2 | HW | HW-6211 | Fixed | SD-1(TYPE GP)series | ～100%LEL
Methyl isobutyrate | MIB | 547-63-7 | C5H10O2 | HW | HW-6211 | Fixed | SD-D58(TYPE GP)series | ～100%LEL
Methyl isobutyrate | MIB | 547-63-7 | C5H10O2 | HW | HW-6211/NC-6211 | Fixed | GD-A80series | ～100%LEL/～16000ppm
Methyl isobutyrate | MIB | 547-63-7 | C5H10O2 | HW | HW-6211/NC-6211 | Fixed | GD-D58(TYPE GP)series | ～100%LEL/～16000ppm
Methyl isobutyrate | MIB | 547-63-7 | C5H10O2 | HW | HW-6211/NC-6211 | Fixed | GD-D58(TYPE NC)series | ～100%LEL/～16000ppm
Methyl isobutyrate | MIB | 547-63-7 | C5H10O2 | HW | HW-6211/NC-6211 | Fixed | SD-1(TYPE NC)series | ～100%LEL/～16000ppm
Methyl isobutyrate | MIB | 547-63-7 | C5H10O2 | HW | HW-6211/NC-6211 | Fixed | SD-D58(TYPE NC)series | ～100%LEL/～16000ppm
Methyl isobutyrate | MIB | 547-63-7 | C5H10O2 | SG | SG-8521 | Fixed | GD-A80Vseries | 0～50ppm/0～100ppm/0～200ppm/0～300ppm/0～500ppm/0～1000ppm/0～2000ppm
Methyl isobutyrate | MIB | 547-63-7 | C5H10O2 | SG | SG-8521 | Fixed | GD-D58・GHseries | 0～50ppm/0～100ppm/0～200ppm/0～300ppm/0～500ppm/0～1000ppm/0～2000ppm
Methyl isobutyrate | MIB | 547-63-7 | C5H10O2 | SG | SG-8521 | Fixed | SD-1GHseries | 0～50ppm/0～100ppm/0～200ppm/0～300ppm/0～500ppm/0～1000ppm/0～2000ppm
Methyl isobutyrate | MIB | 547-63-7 | C5H10O2 | SG | SG-8521 | Fixed | SD-D58・GHseries | 0～50ppm/0～100ppm/0～200ppm/0～300ppm/0～500ppm/0～1000ppm/0～2000ppm
Methyl Lactate | LAM | 547-64-8 | C4H8O3 | SG | SG-8521 | Fixed | GD-A80Vseries | 0～500ppm/0～1000ppm/0～2000ppm/0～3000ppm/0～5000ppm
Methyl Lactate | LAM | 547-64-8 | C4H8O3 | SG | SG-8521 | Fixed | GD-D58・GHseries | 0～500ppm/0～1000ppm/0～2000ppm/0～3000ppm/0～5000ppm
Methyl Lactate | LAM | 547-64-8 | C4H8O3 | SG | SG-8521 | Fixed | SD-1GHseries | 0～500ppm/0～1000ppm/0～2000ppm/0～3000ppm/0～5000ppm
Methyl Lactate | LAM | 547-64-8 | C4H8O3 | SG | SG-8521 | Fixed | SD-D58・GHseries | 0～500ppm/0～1000ppm/0～2000ppm/0～3000ppm/0～5000ppm
Methyl methacrylate | MMA | 80-62-6 | C5H8O2 | HW | NC-6215 | Portable | GP-1000(HC/CH4) | 0～100%LEL
Methyl methacrylate | MMA | 80-62-6 | C5H8O2 | HW | NC-6307 | Portable | NC-1000(HC/CH4) | 0～10000ppm
Methyl methacrylate | MMA | 80-62-6 | C5H8O2 | HW | HW-6211 | Fixed | SD-1(TYPE GP)series | ～100%LEL
Methyl methacrylate | MMA | 80-62-6 | C5H8O2 | HW | HW-6211 | Fixed | SD-D58(TYPE GP)series | ～100%LEL
Methyl methacrylate | MMA | 80-62-6 | C5H8O2 | HW | HW-6211/NC-6211 | Fixed | GD-A80series | ～100%LEL/～17000ppm
Methyl methacrylate | MMA | 80-62-6 | C5H8O2 | HW | HW-6211/NC-6211 | Fixed | GD-D58(TYPE GP)series | ～100%LEL/～17000ppm
Methyl methacrylate | MMA | 80-62-6 | C5H8O2 | HW | HW-6211/NC-6211 | Fixed | GD-D58(TYPE NC)series | ～100%LEL/～17000ppm
Methyl methacrylate | MMA | 80-62-6 | C5H8O2 | HW | HW-6211/NC-6211 | Fixed | SD-1(TYPE NC)series | ～100%LEL/～17000ppm
Methyl methacrylate | MMA | 80-62-6 | C5H8O2 | HW | HW-6211/NC-6211 | Fixed | SD-D58(TYPE NC)series | ～100%LEL/～17000ppm
Methyl methacrylate | MMA | 80-62-6 | C5H8O2 | HW | HW-6206 | Fixed | SD-2500 | 0～100%LEL | Upper limit of operating temperature of instrument: SD-2500=160℃/SD-2600=200℃/SD-2700：250℃
Methyl methacrylate | MMA | 80-62-6 | C5H8O2 | HW | HW-6206 | Fixed | SD-2600 | 0～100%LEL | Upper limit of operating temperature of instrument: SD-2500=160℃/SD-2600=200℃/SD-2700：250℃
Methyl methacrylate | MMA | 80-62-6 | C5H8O2 | HW | HW-6206 | Fixed | SD-2700 | 0～100%LEL | Upper limit of operating temperature of instrument: SD-2500=160℃/SD-2600=200℃/SD-2700：250℃
Methyl methacrylate | MMA | 80-62-6 | C5H8O2 | HW | HW-6207 | Fixed | GD-A2400 | 0～100%LEL | Upper limit of operating temperature of instrument: GD-A2400=160℃
Methyl methacrylate | MMA | 80-62-6 | C5H8O2 | HW | HW-6208 | Fixed | SD-2500 | 0～100%LEL | HW-6206 temperature sorted sensor, Upper limit of operating temperature of instrument: SD-2500=160℃/SD-2600=200℃/SD-2700：250℃
Methyl methacrylate | MMA | 80-62-6 | C5H8O2 | HW | HW-6208 | Fixed | SD-2600 | 0～100%LEL | HW-6206 temperature sorted sensor, Upper limit of operating temperature of instrument: SD-2500=160℃/SD-2600=200℃/SD-2700：250℃
Methyl methacrylate | MMA | 80-62-6 | C5H8O2 | HW | HW-6208 | Fixed | SD-2700 | 0～100%LEL | HW-6206 temperature sorted sensor, Upper limit of operating temperature of instrument: SD-2500=160℃/SD-2600=200℃/SD-2700：250℃
Methyl methacrylate | MMA | 80-62-6 | C5H8O2 | HW | HW-6212 | Fixed | GD-A80-70series | 0～100%LEL
Methyl methacrylate | MMA | 80-62-6 | C5H8O2 | SG | SG-8521 | Fixed | GD-A80Vseries | 0～100ppm/0～200ppm/0～300ppm/0～500ppm/0～1000ppm/0～2000ppm/0～3000ppm
Methyl methacrylate | MMA | 80-62-6 | C5H8O2 | SG | SG-8521 | Fixed | GD-D58・GHseries | 0～100ppm/0～200ppm/0～300ppm/0～500ppm/0～1000ppm/0～2000ppm/0～3000ppm
Methyl methacrylate | MMA | 80-62-6 | C5H8O2 | SG | SG-8521 | Fixed | SD-1GHseries | 0～100ppm/0～200ppm/0～300ppm/0～500ppm/0～1000ppm/0～2000ppm/0～3000ppm
Methyl methacrylate | MMA | 80-62-6 | C5H8O2 | SG | SG-8521 | Fixed | SD-D58・GHseries | 0～100ppm/0～200ppm/0～300ppm/0～500ppm/0～1000ppm/0～2000ppm/0～3000ppm
Methyl n-amyl ketone | C7H14O | 110-43-0 | C7H14O | HW | HW-6211 | Fixed | SD-1(TYPE GP)series | ～100%LEL
Methyl n-amyl ketone | C7H14O | 110-43-0 | C7H14O | HW | HW-6211 | Fixed | SD-D58(TYPE GP)series | ～100%LEL
Methyl n-amyl ketone | C7H14O | 110-43-0 | C7H14O | HW | HW-6211/NC-6211 | Fixed | GD-A80series | ～100%LEL/～11000ppm
Methyl n-amyl ketone | C7H14O | 110-43-0 | C7H14O | HW | HW-6211/NC-6211 | Fixed | GD-D58(TYPE GP)series | ～100%LEL/～11000ppm
Methyl n-amyl ketone | C7H14O | 110-43-0 | C7H14O | HW | HW-6211/NC-6211 | Fixed | GD-D58(TYPE NC)series | ～100%LEL/～11000ppm
Methyl n-amyl ketone | C7H14O | 110-43-0 | C7H14O | HW | HW-6211/NC-6211 | Fixed | SD-1(TYPE NC)series | ～100%LEL/～11000ppm
Methyl n-amyl ketone | C7H14O | 110-43-0 | C7H14O | HW | HW-6211/NC-6211 | Fixed | SD-D58(TYPE NC)series | ～100%LEL/～11000ppm
Methyl n-amyl ketone | C7H14O | 110-43-0 | C7H14O | HW | HW-6206 | Fixed | SD-2500 | 0～100%LEL | Upper limit of operating temperature of instrument: SD-2500=160℃/SD-2600=200℃/SD-2700：250℃
Methyl n-amyl ketone | C7H14O | 110-43-0 | C7H14O | HW | HW-6206 | Fixed | SD-2600 | 0～100%LEL | Upper limit of operating temperature of instrument: SD-2500=160℃/SD-2600=200℃/SD-2700：250℃
Methyl n-amyl ketone | C7H14O | 110-43-0 | C7H14O | HW | HW-6206 | Fixed | SD-2700 | 0～100%LEL | Upper limit of operating temperature of instrument: SD-2500=160℃/SD-2600=200℃/SD-2700：250℃
Methyl n-amyl ketone | C7H14O | 110-43-0 | C7H14O | HW | HW-6207 | Fixed | GD-A2400 | 0～100%LEL | Upper limit of operating temperature of instrument: GD-A2400=160℃
Methyl n-amyl ketone | C7H14O | 110-43-0 | C7H14O | HW | HW-6208 | Fixed | SD-2500 | 0～100%LEL | HW-6206 temperature sorted sensor, Upper limit of operating temperature of instrument: SD-2500=160℃/SD-2600=200℃/SD-2700：250℃
Methyl n-amyl ketone | C7H14O | 110-43-0 | C7H14O | HW | HW-6208 | Fixed | SD-2600 | 0～100%LEL | HW-6206 temperature sorted sensor, Upper limit of operating temperature of instrument: SD-2500=160℃/SD-2600=200℃/SD-2700：250℃
Methyl n-amyl ketone | C7H14O | 110-43-0 | C7H14O | HW | HW-6208 | Fixed | SD-2700 | 0～100%LEL | HW-6206 temperature sorted sensor, Upper limit of operating temperature of instrument: SD-2500=160℃/SD-2600=200℃/SD-2700：250℃
Methyl n-amyl ketone | C7H14O | 110-43-0 | C7H14O | HW | HW-6212 | Fixed | GD-A80-70series | 0～100%LEL
Methyl n-amyl ketone | C7H14O | 110-43-0 | C7H14O | SG | SG-8521 | Fixed | GD-A80Vseries | 0～200ppm/0～300ppm/0～500ppm/0～1000ppm/0～2000ppm/0～3000ppm
Methyl n-amyl ketone | C7H14O | 110-43-0 | C7H14O | SG | SG-8521 | Fixed | GD-D58・GHseries | 0～200ppm/0～300ppm/0～500ppm/0～1000ppm/0～2000ppm/0～3000ppm
Methyl n-amyl ketone | C7H14O | 110-43-0 | C7H14O | SG | SG-8521 | Fixed | SD-1GHseries | 0～200ppm/0～300ppm/0～500ppm/0～1000ppm/0～2000ppm/0～3000ppm
Methyl n-amyl ketone | C7H14O | 110-43-0 | C7H14O | SG | SG-8521 | Fixed | SD-D58・GHseries | 0～200ppm/0～300ppm/0～500ppm/0～1000ppm/0～2000ppm/0～3000ppm
Methyl Propionate | PacidMt | 554-12-1 | C4H8O2 | SG | SG-8562 | Fixed | GD-A80Vseries | 0～20ppm/0～30ppm/0～50ppm/0～100ppm/0～200ppm/0～300ppm/0～500ppm/0～1000ppm
Methyl Propionate | PacidMt | 554-12-1 | C4H8O2 | SG | SG-8562 | Fixed | GD-D58・GHseries | 0～20ppm/0～30ppm/0～50ppm/0～100ppm/0～200ppm/0～300ppm/0～500ppm/0～1000ppm
Methyl Propionate | PacidMt | 554-12-1 | C4H8O2 | SG | SG-8562 | Fixed | SD-1GHseries | 0～20ppm/0～30ppm/0～50ppm/0～100ppm/0～200ppm/0～300ppm/0～500ppm/0～1000ppm
Methyl Propionate | PacidMt | 554-12-1 | C4H8O2 | SG | SG-8562 | Fixed | SD-D58・GHseries | 0～20ppm/0～30ppm/0～50ppm/0～100ppm/0～200ppm/0～300ppm/0～500ppm/0～1000ppm
Methyl silicate | QMS | 681-84-5 | C4H12O4Si | SS | SSU-1925 | Fixed | GD-70D+PLUseries | 0‐15ppm | PLU-70 required
Methyl silicate | QMS | 681-84-5 | C4H12O4Si | SS | SSU-1925 | Fixed | GD-70DG | 0‐15ppm | PLU-70 required
Methyl Sulfide | C2H6S | 75-18-3 | C2H6S | SG | SG-8564 | Fixed | GD-A80Vseries | 0～50ppm
Methyl Sulfide | C2H6S | 75-18-3 | C2H6S | SG | SG-8564 | Fixed | GD-D58・GHseries | 0～50ppm
Methyl Sulfide | C2H6S | 75-18-3 | C2H6S | SG | SG-8564 | Fixed | SD-1GHseries | 0～50ppm
Methyl Sulfide | C2H6S | 75-18-3 | C2H6S | SG | SG-8564 | Fixed | SD-D58・GHseries | 0～50ppm
Methyl tert-butyl ether | C5H12O | 1634-04-4 | C5H12O | HW | HW-6211 | Fixed | SD-1(TYPE GP)series | ～100%LEL
Methyl tert-butyl ether | C5H12O | 1634-04-4 | C5H12O | HW | HW-6211 | Fixed | SD-D58(TYPE GP)series | ～100%LEL
Methyl tert-butyl ether | C5H12O | 1634-04-4 | C5H12O | HW | HW-6211/NC-6211 | Fixed | GD-A80series | ～100%LEL/～16000ppm
Methyl tert-butyl ether | C5H12O | 1634-04-4 | C5H12O | HW | HW-6211/NC-6211 | Fixed | GD-D58(TYPE GP)series | ～100%LEL/～16000ppm
Methyl tert-butyl ether | C5H12O | 1634-04-4 | C5H12O | HW | HW-6211/NC-6211 | Fixed | GD-D58(TYPE NC)series | ～100%LEL/～16000ppm
Methyl tert-butyl ether | C5H12O | 1634-04-4 | C5H12O | HW | HW-6211/NC-6211 | Fixed | SD-1(TYPE NC)series | ～100%LEL/～16000ppm
Methyl tert-butyl ether | C5H12O | 1634-04-4 | C5H12O | HW | HW-6211/NC-6211 | Fixed | SD-D58(TYPE NC)series | ～100%LEL/～16000ppm
Methylacrylonitrile | C4H5N | 126-98-7 | C4H5N | SG | SG-8521 | Fixed | GD-A80Vseries | 0～100ppm/0～200ppm/0～300ppm/0～500ppm/0～1000ppm/0～2000ppm
Methylacrylonitrile | C4H5N | 126-98-7 | C4H5N | SG | SG-8521 | Fixed | GD-D58・GHseries | 0～100ppm/0～200ppm/0～300ppm/0～500ppm/0～1000ppm/0～2000ppm
Methylacrylonitrile | C4H5N | 126-98-7 | C4H5N | SG | SG-8521 | Fixed | SD-1GHseries | 0～100ppm/0～200ppm/0～300ppm/0～500ppm/0～1000ppm/0～2000ppm
Methylacrylonitrile | C4H5N | 126-98-7 | C4H5N | SG | SG-8521 | Fixed | SD-D58・GHseries | 0～100ppm/0～200ppm/0～300ppm/0～500ppm/0～1000ppm/0～2000ppm
Methylal | DM-METN | 109-87-5 | C3H8O2 | SG | SG-8521 | Fixed | GD-A80Vseries | 0～30ppm/0～50ppm/0～100ppm/0～200ppm/0～300ppm/0～500ppm/0～1000ppm/0～2000ppm/0～3000ppm
Methylal | DM-METN | 109-87-5 | C3H8O2 | SG | SG-8521 | Fixed | GD-D58・GHseries | 0～30ppm/0～50ppm/0～100ppm/0～200ppm/0～300ppm/0～500ppm/0～1000ppm/0～2000ppm/0～3000ppm
Methylal | DM-METN | 109-87-5 | C3H8O2 | SG | SG-8521 | Fixed | SD-1GHseries | 0～30ppm/0～50ppm/0～100ppm/0～200ppm/0～300ppm/0～500ppm/0～1000ppm/0～2000ppm/0～3000ppm
Methylal | DM-METN | 109-87-5 | C3H8O2 | SG | SG-8521 | Fixed | SD-D58・GHseries | 0～30ppm/0～50ppm/0～100ppm/0～200ppm/0～300ppm/0～500ppm/0～1000ppm/0～2000ppm/0～3000ppm
Methylamine | MMtA | 74-89-5 | CH5N | ES | ESU-23RV | Fixed | GD-70Dseries | 0～15ppm
Methylamine | MMtA | 74-89-5 | CH5N | ES | ESU-23RV | Fixed | TP-70D | 0～15ppm
Methylamine | MMtA | 74-89-5 | CH5N | ES | ESU-23RVM | Fixed | GD-70Dseries | 0～15ppm | Updated against electrolyte reduction
Methylamine | MMtA | 74-89-5 | CH5N | ES | ESU-23RVM | Fixed | TP-70D | 0～15ppm | Updated against electrolyte reduction
Methylamine | MMtA | 74-89-5 | CH5N | ES | ESM-23RV | Fixed | GD-K88Aiseries | 0～15ppm
Methylamine | MMtA | 74-89-5 | CH5N | ES | ESM-23RV | Fixed | GD-K88Diseries | 0～15ppm
Methylamine | MMtA | 74-89-5 | CH5N | ES | ESM-23RVM | Fixed | GD-K88Aiseries | 0～15ppm | Updated against electrolyte reduction
Methylamine | MMtA | 74-89-5 | CH5N | ES | ESM-23RVM | Fixed | GD-K88Diseries | 0～15ppm | Updated against electrolyte reduction
Methylamine | MMtA | 74-89-5 | CH5N | HW | HW-6211 | Fixed | SD-1(TYPE GP)series | ～100%LEL
Methylamine | MMtA | 74-89-5 | CH5N | HW | HW-6211 | Fixed | SD-D58(TYPE GP)series | ～100%LEL
Methylamine | MMtA | 74-89-5 | CH5N | HW | HW-6211/NC-6211 | Fixed | GD-A80series | ～100%LEL/～49000ppm
Methylamine | MMtA | 74-89-5 | CH5N | HW | HW-6211/NC-6211 | Fixed | GD-D58(TYPE GP)series | ～100%LEL/～49000ppm
Methylamine | MMtA | 74-89-5 | CH5N | HW | HW-6211/NC-6211 | Fixed | GD-D58(TYPE NC)series | ～100%LEL/～49000ppm
Methylamine | MMtA | 74-89-5 | CH5N | HW | HW-6211/NC-6211 | Fixed | SD-1(TYPE NC)series | ～100%LEL/～49000ppm
Methylamine | MMtA | 74-89-5 | CH5N | HW | HW-6211/NC-6211 | Fixed | SD-D58(TYPE NC)series | ～100%LEL/～49000ppm
Methylcyclohexane | C7H14 | 108-87-2 | C7H14 | HW | NC-6215 | Portable | GP-1000(Specified cal.gas) | 0～100%LEL
Methylcyclohexane | C7H14 | 108-87-2 | C7H14 | HW | HW-6211 | Fixed | SD-1(TYPE GP)series | ～100%LEL
Methylcyclohexane | C7H14 | 108-87-2 | C7H14 | HW | HW-6211 | Fixed | SD-D58(TYPE GP)series | ～100%LEL
Methylcyclohexane | C7H14 | 108-87-2 | C7H14 | HW | HW-6211/NC-6211 | Fixed | GD-A80series | ～100%LEL/～11500ppm
Methylcyclohexane | C7H14 | 108-87-2 | C7H14 | HW | HW-6211/NC-6211 | Fixed | GD-D58(TYPE GP)series | ～100%LEL/～11500ppm
Methylcyclohexane | C7H14 | 108-87-2 | C7H14 | HW | HW-6211/NC-6211 | Fixed | GD-D58(TYPE NC)series | ～100%LEL/～11500ppm
Methylcyclohexane | C7H14 | 108-87-2 | C7H14 | HW | HW-6211/NC-6211 | Fixed | SD-1(TYPE NC)series | ～100%LEL/～11500ppm
Methylcyclohexane | C7H14 | 108-87-2 | C7H14 | HW | HW-6211/NC-6211 | Fixed | SD-D58(TYPE NC)series | ～100%LEL/～11500ppm
Methylcyclohexane | C7H14 | 108-87-2 | C7H14 | SG | SG-8521 | Fixed | GD-A80Vseries | 0～200ppm/0～300ppm/0～500ppm/0～1000ppm/0～2000ppm/0～3000ppm/0～5000ppm
Methylcyclohexane | C7H14 | 108-87-2 | C7H14 | SG | SG-8521 | Fixed | GD-D58・GHseries | 0～200ppm/0～300ppm/0～500ppm/0～1000ppm/0～2000ppm/0～3000ppm/0～5000ppm
Methylcyclohexane | C7H14 | 108-87-2 | C7H14 | SG | SG-8521 | Fixed | SD-1GHseries | 0～200ppm/0～300ppm/0～500ppm/0～1000ppm/0～2000ppm/0～3000ppm/0～5000ppm
Methylcyclohexane | C7H14 | 108-87-2 | C7H14 | SG | SG-8521 | Fixed | SD-D58・GHseries | 0～200ppm/0～300ppm/0～500ppm/0～1000ppm/0～2000ppm/0～3000ppm/0～5000ppm
Methylcyclohexane | C7H14 | 108-87-2 | C7H14 | SG | SG-8562 | Fixed | GD-A80Vseries | 0～100ppm/0～200ppm/0～300ppm/0～500ppm/0～1000ppm/0～2000ppm
Methylcyclohexane | C7H14 | 108-87-2 | C7H14 | SG | SG-8562 | Fixed | GD-D58・GHseries | 0～100ppm/0～200ppm/0～300ppm/0～500ppm/0～1000ppm/0～2000ppm
Methylcyclohexane | C7H14 | 108-87-2 | C7H14 | SG | SG-8562 | Fixed | SD-1GHseries | 0～100ppm/0～200ppm/0～300ppm/0～500ppm/0～1000ppm/0～2000ppm
Methylcyclohexane | C7H14 | 108-87-2 | C7H14 | SG | SG-8562 | Fixed | SD-D58・GHseries | 0～100ppm/0～200ppm/0～300ppm/0～500ppm/0～1000ppm/0～2000ppm
Methylmercaptan | CH3SH | 74-93-1 | CH4S | SG | SG-8513 | Fixed | GD-A80Vseries | 0～50ppm
Methylmercaptan | CH3SH | 74-93-1 | CH4S | SG | SG-8513 | Fixed | GD-D58・GHseries | 0～50ppm
Methylmercaptan | CH3SH | 74-93-1 | CH4S | SG | SG-8513 | Fixed | SD-1GHseries | 0～50ppm
Methylmercaptan | CH3SH | 74-93-1 | CH4S | SG | SG-8513 | Fixed | SD-D58・GHseries | 0～50ppm
Monofluoromethane | R-41 | 593-53-3 | CH3F | SG | SGU-8511 | Fixed | GD-70Dseries | 0～10000ppm
Monofluoromethane | R-41 | 593-53-3 | CH3F | SG | SGU-8511 | Fixed | TP-70D | 0～10000ppm
Monofluoromethane | R-41 | 593-53-3 | CH3F | SG | SGU-8521 | Fixed | GD-70Dseries | 0～2000ppm
Monofluoromethane | R-41 | 593-53-3 | CH3F | SG | SGU-8521 | Fixed | TP-70D | 0～2000ppm
Monofluoromethane | R-41 | 593-53-3 | CH3F | RI | DE-2113-35 | Fixed | RI-257 | 0～5vol%
Monofluoromethane | R-41 | 593-53-3 | CH3F | SG | SG-8511 | Fixed | GD-A80Vseries | 0～3000ppm/0～5000ppm/0～10000ppm
Monofluoromethane | R-41 | 593-53-3 | CH3F | SG | SG-8511 | Fixed | GD-D58・GHseries | 0～3000ppm/0～5000ppm/0～10000ppm
Monofluoromethane | R-41 | 593-53-3 | CH3F | SG | SG-8511 | Fixed | SD-1GHseries | 0～3000ppm/0～5000ppm/0～10000ppm
Monofluoromethane | R-41 | 593-53-3 | CH3F | SG | SG-8511 | Fixed | SD-D58・GHseries | 0～3000ppm/0～5000ppm/0～10000ppm
Monofluoromethane | R-41 | 593-53-3 | CH3F | SG | SG-8521 | Fixed | GD-A80Vseries | 0～500ppm/0～1000ppm/0～2000ppm
Monofluoromethane | R-41 | 593-53-3 | CH3F | SG | SG-8521 | Fixed | GD-D58・GHseries | 0～500ppm/0～1000ppm/0～2000ppm
Monofluoromethane | R-41 | 593-53-3 | CH3F | SG | SG-8521 | Fixed | SD-1GHseries | 0～500ppm/0～1000ppm/0～2000ppm
Monofluoromethane | R-41 | 593-53-3 | CH3F | SG | SG-8521 | Fixed | SD-D58・GHseries | 0～500ppm/0～1000ppm/0～2000ppm
Monofluoromethane | R-41 | 593-53-3 | CH3F | SG | SG-8582 | Fixed | GD-A80Vseries | 0～200ppm/0～300ppm/0～500ppm/0～1000ppm/0～2000ppm | Standard sensor: SG-8511, SG-8521
Monofluoromethane | R-41 | 593-53-3 | CH3F | SG | SG-8582 | Fixed | GD-D58・GHseries | 0～200ppm/0～300ppm/0～500ppm/0～1000ppm/0～2000ppm | Standard sensor: SG-8511, SG-8521
Monofluoromethane | R-41 | 593-53-3 | CH3F | SG | SG-8582 | Fixed | SD-1GHseries | 0～200ppm/0～300ppm/0～500ppm/0～1000ppm/0～2000ppm | Standard sensor: SG-8511, SG-8521
Monofluoromethane | R-41 | 593-53-3 | CH3F | SG | SG-8582 | Fixed | SD-D58・GHseries | 0～200ppm/0～300ppm/0～500ppm/0～1000ppm/0～2000ppm | Standard sensor: SG-8511, SG-8521
Monomethylsilane | CH3SiH3 | 992-94-9 | CH6Si | ES | ESU-23DH | Fixed | GD-70Dseries | 0～20ppm
Monomethylsilane | CH3SiH3 | 992-94-9 | CH6Si | ES | ESU-23DH | Fixed | TP-70D | 0～20ppm
Monomethylsilane | CH3SiH3 | 992-94-9 | CH6Si | ES | ESM-23DH | Fixed | GD-K88Aiseries | 0～20ppm
Monomethylsilane | CH3SiH3 | 992-94-9 | CH6Si | ES | ESM-23DH | Fixed | GD-K88Diseries | 0～20ppm
Morpholine | C4H8HNO | 110-91-8 | C4H9NO | SG | SG-8562 | Fixed | GD-A80Vseries | 0～50ppm/0～100ppm/0～200ppm/0～300ppm/0～500ppm/0～1000ppm/0～2000ppm
Morpholine | C4H8HNO | 110-91-8 | C4H9NO | SG | SG-8562 | Fixed | GD-D58・GHseries | 0～50ppm/0～100ppm/0～200ppm/0～300ppm/0～500ppm/0～1000ppm/0～2000ppm
Morpholine | C4H8HNO | 110-91-8 | C4H9NO | SG | SG-8562 | Fixed | SD-1GHseries | 0～50ppm/0～100ppm/0～200ppm/0～300ppm/0～500ppm/0～1000ppm/0～2000ppm
Morpholine | C4H8HNO | 110-91-8 | C4H9NO | SG | SG-8562 | Fixed | SD-D58・GHseries | 0～50ppm/0～100ppm/0～200ppm/0～300ppm/0～500ppm/0～1000ppm/0～2000ppm
N-(Trimethylsilyl)dimethylamine | TMS-DMA | 2083-91-2 | C5H15NSi | RI | DE-2113-37 | Fixed | RI-257 | 0～10000ppm
N,N,N',N'-Tetramethylethylenediamine | TMEDA | 110-18-9 | C6H16N2 | SG | SG-8521 | Fixed | GD-A80Vseries | 0～200ppm/0～300ppm/0～500ppm/0～1000ppm
N,N,N',N'-Tetramethylethylenediamine | TMEDA | 110-18-9 | C6H16N2 | SG | SG-8521 | Fixed | GD-D58・GHseries | 0～200ppm/0～300ppm/0～500ppm/0～1000ppm
N,N,N',N'-Tetramethylethylenediamine | TMEDA | 110-18-9 | C6H16N2 | SG | SG-8521 | Fixed | SD-1GHseries | 0～200ppm/0～300ppm/0～500ppm/0～1000ppm
N,N,N',N'-Tetramethylethylenediamine | TMEDA | 110-18-9 | C6H16N2 | SG | SG-8521 | Fixed | SD-D58・GHseries | 0～200ppm/0～300ppm/0～500ppm/0～1000ppm
N,N-Dimethylacetamide | DMAC | 127-19-5 | C4H9NO | HW | NCU‐6211 | Fixed | GD-70Dseries | 0～4000ppm
N,N-Dimethylacetamide | DMAC | 127-19-5 | C4H9NO | HW | NCU‐6211 | Fixed | TP-70D | 0～4000ppm
N,N-Dimethylacetamide | DMAC | 127-19-5 | C4H9NO | HW | NC-6211 | Fixed | GD-A80series | ～25%LEL/～5000ppm
N,N-Dimethylacetamide | DMAC | 127-19-5 | C4H9NO | HW | NC-6211 | Fixed | GD-D58(TYPE GP)series | ～25%LEL/～5000ppm
N,N-Dimethylacetamide | DMAC | 127-19-5 | C4H9NO | HW | NC-6211 | Fixed | GD-D58(TYPE NC)series | ～25%LEL/～5000ppm
N,N-Dimethylacetamide | DMAC | 127-19-5 | C4H9NO | HW | NC-6211 | Fixed | SD-1(TYPE NC)series | ～25%LEL/～5000ppm
N,N-Dimethylacetamide | DMAC | 127-19-5 | C4H9NO | HW | NC-6211 | Fixed | SD-D58(TYPE NC)series | ～25%LEL/～5000ppm
N,N-Dimethylacetamide | DMAC | 127-19-5 | C4H9NO | HW | HW-6206 | Fixed | SD-2500 | 0～100%LEL | Upper limit of operating temperature of instrument: SD-2500=160℃/SD-2600=200℃/SD-2700：250℃
N,N-Dimethylacetamide | DMAC | 127-19-5 | C4H9NO | HW | HW-6206 | Fixed | SD-2600 | 0～100%LEL | Upper limit of operating temperature of instrument: SD-2500=160℃/SD-2600=200℃/SD-2700：250℃
N,N-Dimethylacetamide | DMAC | 127-19-5 | C4H9NO | HW | HW-6206 | Fixed | SD-2700 | 0～100%LEL | Upper limit of operating temperature of instrument: SD-2500=160℃/SD-2600=200℃/SD-2700：250℃
N,N-Dimethylacetamide | DMAC | 127-19-5 | C4H9NO | HW | HW-6207 | Fixed | GD-A2400 | 0～100%LEL | Upper limit of operating temperature of instrument: GD-A2400=160℃
N,N-Dimethylacetamide | DMAC | 127-19-5 | C4H9NO | HW | HW-6208 | Fixed | SD-2500 | 0～100%LEL | HW-6206 temperature sorted sensor, Upper limit of operating temperature of instrument: SD-2500=160℃/SD-2600=200℃/SD-2700：250℃
N,N-Dimethylacetamide | DMAC | 127-19-5 | C4H9NO | HW | HW-6208 | Fixed | SD-2600 | 0～100%LEL | HW-6206 temperature sorted sensor, Upper limit of operating temperature of instrument: SD-2500=160℃/SD-2600=200℃/SD-2700：250℃
N,N-Dimethylacetamide | DMAC | 127-19-5 | C4H9NO | HW | HW-6208 | Fixed | SD-2700 | 0～100%LEL | HW-6206 temperature sorted sensor, Upper limit of operating temperature of instrument: SD-2500=160℃/SD-2600=200℃/SD-2700：250℃
N,N-Dimethylacetamide | DMAC | 127-19-5 | C4H9NO | HW | HW-6212 | Fixed | GD-A80-70series | 0～100%LEL
N,N-Dimethylacetamide | DMAC | 127-19-5 | C4H9NO | SG | SG-8521 | Fixed | GD-A80Vseries | 0～100ppm/0～200ppm/0～300ppm/0～500ppm/0～1000ppm/0～2000ppm
N,N-Dimethylacetamide | DMAC | 127-19-5 | C4H9NO | SG | SG-8521 | Fixed | GD-D58・GHseries | 0～100ppm/0～200ppm/0～300ppm/0～500ppm/0～1000ppm/0～2000ppm
N,N-Dimethylacetamide | DMAC | 127-19-5 | C4H9NO | SG | SG-8521 | Fixed | SD-1GHseries | 0～100ppm/0～200ppm/0～300ppm/0～500ppm/0～1000ppm/0～2000ppm
N,N-Dimethylacetamide | DMAC | 127-19-5 | C4H9NO | SG | SG-8521 | Fixed | SD-D58・GHseries | 0～100ppm/0～200ppm/0～300ppm/0～500ppm/0～1000ppm/0～2000ppm
N,N'-Dimethylethylenediamine | C4H12N2 | 110-70-3 | C4H12N2 | HW | HW-6206 | Fixed | SD-2500 | 0～100%LEL | Upper limit of operating temperature of instrument: SD-2500=160℃/SD-2600=200℃/SD-2700：250℃
N,N'-Dimethylethylenediamine | C4H12N2 | 110-70-3 | C4H12N2 | HW | HW-6206 | Fixed | SD-2600 | 0～100%LEL | Upper limit of operating temperature of instrument: SD-2500=160℃/SD-2600=200℃/SD-2700：250℃
N,N'-Dimethylethylenediamine | C4H12N2 | 110-70-3 | C4H12N2 | HW | HW-6206 | Fixed | SD-2700 | 0～100%LEL | Upper limit of operating temperature of instrument: SD-2500=160℃/SD-2600=200℃/SD-2700：250℃
N,N'-Dimethylethylenediamine | C4H12N2 | 110-70-3 | C4H12N2 | HW | HW-6207 | Fixed | GD-A2400 | 0～100%LEL | Upper limit of operating temperature of instrument: GD-A2400=160℃
N,N'-Dimethylethylenediamine | C4H12N2 | 110-70-3 | C4H12N2 | HW | HW-6208 | Fixed | SD-2500 | 0～100%LEL | HW-6206 temperature sorted sensor, Upper limit of operating temperature of instrument: SD-2500=160℃/SD-2600=200℃/SD-2700：250℃
N,N'-Dimethylethylenediamine | C4H12N2 | 110-70-3 | C4H12N2 | HW | HW-6208 | Fixed | SD-2600 | 0～100%LEL | HW-6206 temperature sorted sensor, Upper limit of operating temperature of instrument: SD-2500=160℃/SD-2600=200℃/SD-2700：250℃
N,N'-Dimethylethylenediamine | C4H12N2 | 110-70-3 | C4H12N2 | HW | HW-6208 | Fixed | SD-2700 | 0～100%LEL | HW-6206 temperature sorted sensor, Upper limit of operating temperature of instrument: SD-2500=160℃/SD-2600=200℃/SD-2700：250℃
N,N'-Dimethylethylenediamine | C4H12N2 | 110-70-3 | C4H12N2 | HW | HW-6212 | Fixed | GD-A80-70series | 0～100%LEL
Naphtha | NAPHTHA | 8030-30-6 | - | HW | HW-6211 | Fixed | SD-1(TYPE GP)series | ～100%LEL
Naphtha | NAPHTHA | 8030-30-6 | - | HW | HW-6211 | Fixed | SD-D58(TYPE GP)series | ～100%LEL
Naphtha | NAPHTHA | 8030-30-6 | - | HW | HW-6211/NC-6211 | Fixed | GD-A80series | ～100%LEL/～9000ppm
Naphtha | NAPHTHA | 8030-30-6 | - | HW | HW-6211/NC-6211 | Fixed | GD-D58(TYPE GP)series | ～100%LEL/～9000ppm
Naphtha | NAPHTHA | 8030-30-6 | - | HW | HW-6211/NC-6211 | Fixed | GD-D58(TYPE NC)series | ～100%LEL/～9000ppm
Naphtha | NAPHTHA | 8030-30-6 | - | HW | HW-6211/NC-6211 | Fixed | SD-1(TYPE NC)series | ～100%LEL/～9000ppm
Naphtha | NAPHTHA | 8030-30-6 | - | HW | HW-6211/NC-6211 | Fixed | SD-D58(TYPE NC)series | ～100%LEL/～9000ppm
Naphtha | NAPHTHA | 8030-30-6 | - | HW | HW-6206 | Fixed | SD-2500 | 0～100%LEL | Upper limit of operating temperature of instrument: SD-2500=160℃/SD-2600=200℃/SD-2700：250℃
Naphtha | NAPHTHA | 8030-30-6 | - | HW | HW-6206 | Fixed | SD-2600 | 0～100%LEL | Upper limit of operating temperature of instrument: SD-2500=160℃/SD-2600=200℃/SD-2700：250℃
Naphtha | NAPHTHA | 8030-30-6 | - | HW | HW-6206 | Fixed | SD-2700 | 0～100%LEL | Upper limit of operating temperature of instrument: SD-2500=160℃/SD-2600=200℃/SD-2700：250℃
Naphtha | NAPHTHA | 8030-30-6 | - | HW | HW-6207 | Fixed | GD-A2400 | 0～100%LEL | Upper limit of operating temperature of instrument: GD-A2400=160℃
Naphtha | NAPHTHA | 8030-30-6 | - | HW | HW-6208 | Fixed | SD-2500 | 0～100%LEL | HW-6206 temperature sorted sensor, Upper limit of operating temperature of instrument: SD-2500=160℃/SD-2600=200℃/SD-2700：250℃
Naphtha | NAPHTHA | 8030-30-6 | - | HW | HW-6208 | Fixed | SD-2600 | 0～100%LEL | HW-6206 temperature sorted sensor, Upper limit of operating temperature of instrument: SD-2500=160℃/SD-2600=200℃/SD-2700：250℃
Naphtha | NAPHTHA | 8030-30-6 | - | HW | HW-6208 | Fixed | SD-2700 | 0～100%LEL | HW-6206 temperature sorted sensor, Upper limit of operating temperature of instrument: SD-2500=160℃/SD-2600=200℃/SD-2700：250℃
Naphtha | NAPHTHA | 8030-30-6 | - | HW | HW-6212 | Fixed | GD-A80-70series | 0～100%LEL
n-Butane | n-C4H10 | 106-97-8 | C4H10 | SH | SH-8661 | Portable | SP-220(TYPE H2) | 0～10000ppm
n-Butane | n-C4H10 | 106-97-8 | C4H10 | HW | NC-6215 | Portable | GP-1000(Specified cal.gas) | 0～100%LEL
n-Butane | n-C4H10 | 106-97-8 | C4H10 | HW | NC-6307 | Portable | NC-1000(Specified cal. Gas) | 0～10000ppm
n-Butane | n-C4H10 | 106-97-8 | C4H10 | RI | DE-3315-2 | Fixed | SD-1RIseries | 0～100%LEL
n-Butane | n-C4H10 | 106-97-8 | C4H10 | HW | HW-6211 | Fixed | SD-1(TYPE GP)series | ～100%LEL
n-Butane | n-C4H10 | 106-97-8 | C4H10 | HW | HW-6211 | Fixed | SD-D58(TYPE GP)series | ～100%LEL
n-Butane | n-C4H10 | 106-97-8 | C4H10 | HW | HW-6211/NC-6211 | Fixed | GD-A80series | ～100%LEL/～15000ppm
n-Butane | n-C4H10 | 106-97-8 | C4H10 | HW | HW-6211/NC-6211 | Fixed | GD-D58(TYPE GP)series | ～100%LEL/～15000ppm
n-Butane | n-C4H10 | 106-97-8 | C4H10 | HW | HW-6211/NC-6211 | Fixed | GD-D58(TYPE NC)series | ～100%LEL/～15000ppm
n-Butane | n-C4H10 | 106-97-8 | C4H10 | HW | HW-6211/NC-6211 | Fixed | SD-1(TYPE NC)series | ～100%LEL/～15000ppm
n-Butane | n-C4H10 | 106-97-8 | C4H10 | HW | HW-6211/NC-6211 | Fixed | SD-D58(TYPE NC)series | ～100%LEL/～15000ppm
n-Butane | n-C4H10 | 106-97-8 | C4H10 | HW | HW-6213/NC-6213 | Fixed | GD-A80series | 0～100%LEL/0～15000ppm
n-Butane | n-C4H10 | 106-97-8 | C4H10 | HW | HW-6213/NC-6213 | Fixed | GD-D58(TYPE GP)series | 0～100%LEL/0～15000ppm
n-Butane | n-C4H10 | 106-97-8 | C4H10 | HW | HW-6213/NC-6213 | Fixed | GD-D58(TYPE NC)series | 0～100%LEL/0～15000ppm
n-Butane | n-C4H10 | 106-97-8 | C4H10 | HW | HW-6239 | Fixed | GD-A80-70series | 0～100%LEL
n-Butane | n-C4H10 | 106-97-8 | C4H10 | HW | HW-6239 | Fixed | SD-1(TYPE GP)series | 0～100%LEL
n-Butane | n-C4H10 | 106-97-8 | C4H10 | HW | HW-6239 | Fixed | SD-D58(TYPE GP)series | 0～100%LEL
n-Butane | n-C4H10 | 106-97-8 | C4H10 | HW | HW-6239/NC-6239 | Fixed | GD-A80series | 0～100%LEL/0～15000ppm
n-Butane | n-C4H10 | 106-97-8 | C4H10 | HW | HW-6239/NC-6239 | Fixed | GD-D58(TYPE GP)series | 0～100%LEL/0～15000ppm
n-Butane | n-C4H10 | 106-97-8 | C4H10 | HW | HW-6239/NC-6239 | Fixed | GD-D58(TYPE NC)series | 0～100%LEL/0～15000ppm
n-Butane | n-C4H10 | 106-97-8 | C4H10 | HW | HW-6239/NC-6239 | Fixed | SD-1(TYPE NC)series | 0～100%LEL/0～15000ppm
n-Butane | n-C4H10 | 106-97-8 | C4H10 | HW | HW-6239/NC-6239 | Fixed | SD-D58(TYPE NC)series | 0～100%LEL/0～15000ppm
n-Butane | n-C4H10 | 106-97-8 | C4H10 | HW | NC-6240A | Fixed | GD-A80series | 0～100%LEL/0～15000ppm
n-Butane | n-C4H10 | 106-97-8 | C4H10 | HW | NC-6240A | Fixed | GD-D58(TYPE NC)series | 0～100%LEL/0～15000ppm
n-Butane | n-C4H10 | 106-97-8 | C4H10 | HW | NC-6240A | Fixed | SD-1(TYPE NC)series | 0～100%LEL/0～15000ppm
n-Butane | n-C4H10 | 106-97-8 | C4H10 | HW | NC-6240A | Fixed | SD-D58(TYPE NC)series | 0～100%LEL/0～15000ppm
n-Butane | n-C4H10 | 106-97-8 | C4H10 | HW | NC-6245 | Fixed | GD-A80series | 0～100%LEL
n-Butane | n-C4H10 | 106-97-8 | C4H10 | HW | NC-6245 | Fixed | GD-D58(TYPE NC)series | 0～100%LEL
n-Butane | n-C4H10 | 106-97-8 | C4H10 | HW | NC-6245 | Fixed | SD-1(TYPE NC)series | 0～100%LEL
n-Butane | n-C4H10 | 106-97-8 | C4H10 | HW | NC-6245 | Fixed | SD-D58(TYPE NC)series | 0～100%LEL
n-Butane | n-C4H10 | 106-97-8 | C4H10 | HW | HW-6206 | Fixed | SD-2500 | 0～100%LEL | Upper limit of operating temperature of instrument: SD-2500=160℃/SD-2600=200℃/SD-2700：250℃
n-Butane | n-C4H10 | 106-97-8 | C4H10 | HW | HW-6206 | Fixed | SD-2600 | 0～100%LEL | Upper limit of operating temperature of instrument: SD-2500=160℃/SD-2600=200℃/SD-2700：250℃
n-Butane | n-C4H10 | 106-97-8 | C4H10 | HW | HW-6206 | Fixed | SD-2700 | 0～100%LEL | Upper limit of operating temperature of instrument: SD-2500=160℃/SD-2600=200℃/SD-2700：250℃
n-Butane | n-C4H10 | 106-97-8 | C4H10 | HW | HW-6207 | Fixed | GD-A2400 | 0～100%LEL | Upper limit of operating temperature of instrument: GD-A2400=160℃
n-Butane | n-C4H10 | 106-97-8 | C4H10 | HW | HW-6208 | Fixed | SD-2500 | 0～100%LEL | HW-6206 temperature sorted sensor, Upper limit of operating temperature of instrument: SD-2500=160℃/SD-2600=200℃/SD-2700：250℃
n-Butane | n-C4H10 | 106-97-8 | C4H10 | HW | HW-6208 | Fixed | SD-2600 | 0～100%LEL | HW-6206 temperature sorted sensor, Upper limit of operating temperature of instrument: SD-2500=160℃/SD-2600=200℃/SD-2700：250℃
n-Butane | n-C4H10 | 106-97-8 | C4H10 | HW | HW-6208 | Fixed | SD-2700 | 0～100%LEL | HW-6206 temperature sorted sensor, Upper limit of operating temperature of instrument: SD-2500=160℃/SD-2600=200℃/SD-2700：250℃
n-Butane | n-C4H10 | 106-97-8 | C4H10 | HW | HW-6212 | Fixed | GD-A80-70series | 0～100%LEL
n-Butane | n-C4H10 | 106-97-8 | C4H10 | SG | SG-8511 | Fixed | GD-A80Vseries | 0～3000ppm/0～5000ppm
n-Butane | n-C4H10 | 106-97-8 | C4H10 | SG | SG-8511 | Fixed | GD-D58・GHseries | 0～3000ppm/0～5000ppm
n-Butane | n-C4H10 | 106-97-8 | C4H10 | SG | SG-8511 | Fixed | SD-1GHseries | 0～3000ppm/0～5000ppm
n-Butane | n-C4H10 | 106-97-8 | C4H10 | SG | SG-8511 | Fixed | SD-D58・GHseries | 0～3000ppm/0～5000ppm
n-Butane | n-C4H10 | 106-97-8 | C4H10 | SG | SG-8521 | Fixed | GD-A80Vseries | 0～500ppm/0～1000ppm/0～2000ppm
n-Butane | n-C4H10 | 106-97-8 | C4H10 | SG | SG-8521 | Fixed | GD-D58・GHseries | 0～500ppm/0～1000ppm/0～2000ppm
n-Butane | n-C4H10 | 106-97-8 | C4H10 | SG | SG-8521 | Fixed | SD-1GHseries | 0～500ppm/0～1000ppm/0～2000ppm
n-Butane | n-C4H10 | 106-97-8 | C4H10 | SG | SG-8521 | Fixed | SD-D58・GHseries | 0～500ppm/0～1000ppm/0～2000ppm
n-Butane | n-C4H10 | 106-97-8 | C4H10 | SG | SG-8582 | Fixed | GD-A80Vseries | 0～100ppm/0～200ppm/0～300ppm/0～500ppm/0～1000ppm/0～2000ppm
n-Butane | n-C4H10 | 106-97-8 | C4H10 | SG | SG-8582 | Fixed | GD-D58・GHseries | 0～100ppm/0～200ppm/0～300ppm/0～500ppm/0～1000ppm/0～2000ppm
n-Butane | n-C4H10 | 106-97-8 | C4H10 | SG | SG-8582 | Fixed | SD-1GHseries | 0～100ppm/0～200ppm/0～300ppm/0～500ppm/0～1000ppm/0～2000ppm
n-Butane | n-C4H10 | 106-97-8 | C4H10 | SG | SG-8582 | Fixed | SD-D58・GHseries | 0～100ppm/0～200ppm/0～300ppm/0～500ppm/0～1000ppm/0～2000ppm
n-Butanol | n-BuOH | 71-36-3 | C4H10O | HW | HW-6211 | Fixed | SD-1(TYPE GP)series | ～100%LEL
n-Butanol | n-BuOH | 71-36-3 | C4H10O | HW | HW-6211 | Fixed | SD-D58(TYPE GP)series | ～100%LEL
n-Butanol | n-BuOH | 71-36-3 | C4H10O | HW | HW-6211/NC-6211 | Fixed | GD-A80series | ～100%LEL/～14000ppm
n-Butanol | n-BuOH | 71-36-3 | C4H10O | HW | HW-6211/NC-6211 | Fixed | GD-D58(TYPE GP)series | ～100%LEL/～14000ppm
n-Butanol | n-BuOH | 71-36-3 | C4H10O | HW | HW-6211/NC-6211 | Fixed | GD-D58(TYPE NC)series | ～100%LEL/～14000ppm
n-Butanol | n-BuOH | 71-36-3 | C4H10O | HW | HW-6211/NC-6211 | Fixed | SD-1(TYPE NC)series | ～100%LEL/～14000ppm
n-Butanol | n-BuOH | 71-36-3 | C4H10O | HW | HW-6211/NC-6211 | Fixed | SD-D58(TYPE NC)series | ～100%LEL/～14000ppm
n-Butanol | n-BuOH | 71-36-3 | C4H10O | HW | HW-6206 | Fixed | SD-2500 | 0～100%LEL | Upper limit of operating temperature of instrument: SD-2500=160℃/SD-2600=200℃/SD-2700：250℃
n-Butanol | n-BuOH | 71-36-3 | C4H10O | HW | HW-6206 | Fixed | SD-2600 | 0～100%LEL | Upper limit of operating temperature of instrument: SD-2500=160℃/SD-2600=200℃/SD-2700：250℃
n-Butanol | n-BuOH | 71-36-3 | C4H10O | HW | HW-6206 | Fixed | SD-2700 | 0～100%LEL | Upper limit of operating temperature of instrument: SD-2500=160℃/SD-2600=200℃/SD-2700：250℃
n-Butanol | n-BuOH | 71-36-3 | C4H10O | HW | HW-6207 | Fixed | GD-A2400 | 0～100%LEL | Upper limit of operating temperature of instrument: GD-A2400=160℃
n-Butanol | n-BuOH | 71-36-3 | C4H10O | HW | HW-6208 | Fixed | SD-2500 | 0～100%LEL | HW-6206 temperature sorted sensor, Upper limit of operating temperature of instrument: SD-2500=160℃/SD-2600=200℃/SD-2700：250℃
n-Butanol | n-BuOH | 71-36-3 | C4H10O | HW | HW-6208 | Fixed | SD-2600 | 0～100%LEL | HW-6206 temperature sorted sensor, Upper limit of operating temperature of instrument: SD-2500=160℃/SD-2600=200℃/SD-2700：250℃
n-Butanol | n-BuOH | 71-36-3 | C4H10O | HW | HW-6208 | Fixed | SD-2700 | 0～100%LEL | HW-6206 temperature sorted sensor, Upper limit of operating temperature of instrument: SD-2500=160℃/SD-2600=200℃/SD-2700：250℃
n-Butanol | n-BuOH | 71-36-3 | C4H10O | HW | HW-6212 | Fixed | GD-A80-70series | 0～100%LEL
n-Butanol | n-BuOH | 71-36-3 | C4H10O | SG | SG-8511 | Fixed | GD-A80Vseries | 0～2000ppm/0～3000ppm/0～5000ppm
n-Butanol | n-BuOH | 71-36-3 | C4H10O | SG | SG-8511 | Fixed | GD-D58・GHseries | 0～2000ppm/0～3000ppm/0～5000ppm
n-Butanol | n-BuOH | 71-36-3 | C4H10O | SG | SG-8511 | Fixed | SD-1GHseries | 0～2000ppm/0～3000ppm/0～5000ppm
n-Butanol | n-BuOH | 71-36-3 | C4H10O | SG | SG-8511 | Fixed | SD-D58・GHseries | 0～2000ppm/0～3000ppm/0～5000ppm
n-Butanol | n-BuOH | 71-36-3 | C4H10O | SG | SG-8521 | Fixed | GD-A80Vseries | 0～100ppm/0～200ppm/0～300ppm/0～500ppm/0～1000ppm
n-Butanol | n-BuOH | 71-36-3 | C4H10O | SG | SG-8521 | Fixed | GD-D58・GHseries | 0～100ppm/0～200ppm/0～300ppm/0～500ppm/0～1000ppm
n-Butanol | n-BuOH | 71-36-3 | C4H10O | SG | SG-8521 | Fixed | SD-1GHseries | 0～100ppm/0～200ppm/0～300ppm/0～500ppm/0～1000ppm
n-Butanol | n-BuOH | 71-36-3 | C4H10O | SG | SG-8521 | Fixed | SD-D58・GHseries | 0～100ppm/0～200ppm/0～300ppm/0～500ppm/0～1000ppm
n-Butyl acetate | C6H12O2 | 123-86-4 | C6H12O2 | HW | NC-6307 | Portable | NC-1000(Specified cal. Gas) | 0～10000ppm
n-Butyl acetate | C6H12O2 | 123-86-4 | C6H12O2 | RI | DE-3315-2 | Fixed | SD-1RIseries | 0～100%LEL
n-Butyl acetate | C6H12O2 | 123-86-4 | C6H12O2 | HW | HW-6211 | Fixed | SD-1(TYPE GP)series | ～100%LEL
n-Butyl acetate | C6H12O2 | 123-86-4 | C6H12O2 | HW | HW-6211 | Fixed | SD-D58(TYPE GP)series | ～100%LEL
n-Butyl acetate | C6H12O2 | 123-86-4 | C6H12O2 | HW | HW-6211/NC-6211 | Fixed | GD-A80series | ～100%LEL/～14000ppm
n-Butyl acetate | C6H12O2 | 123-86-4 | C6H12O2 | HW | HW-6211/NC-6211 | Fixed | GD-D58(TYPE GP)series | ～100%LEL/～14000ppm
n-Butyl acetate | C6H12O2 | 123-86-4 | C6H12O2 | HW | HW-6211/NC-6211 | Fixed | GD-D58(TYPE NC)series | ～100%LEL/～14000ppm
n-Butyl acetate | C6H12O2 | 123-86-4 | C6H12O2 | HW | HW-6211/NC-6211 | Fixed | SD-1(TYPE NC)series | ～100%LEL/～14000ppm
n-Butyl acetate | C6H12O2 | 123-86-4 | C6H12O2 | HW | HW-6211/NC-6211 | Fixed | SD-D58(TYPE NC)series | ～100%LEL/～14000ppm
n-Butyl acetate | C6H12O2 | 123-86-4 | C6H12O2 | HW | HW-6206 | Fixed | SD-2500 | 0～100%LEL | Upper limit of operating temperature of instrument: SD-2500=160℃/SD-2600=200℃/SD-2700：250℃
n-Butyl acetate | C6H12O2 | 123-86-4 | C6H12O2 | HW | HW-6206 | Fixed | SD-2600 | 0～100%LEL | Upper limit of operating temperature of instrument: SD-2500=160℃/SD-2600=200℃/SD-2700：250℃
n-Butyl acetate | C6H12O2 | 123-86-4 | C6H12O2 | HW | HW-6206 | Fixed | SD-2700 | 0～100%LEL | Upper limit of operating temperature of instrument: SD-2500=160℃/SD-2600=200℃/SD-2700：250℃
n-Butyl acetate | C6H12O2 | 123-86-4 | C6H12O2 | HW | HW-6207 | Fixed | GD-A2400 | 0～100%LEL | Upper limit of operating temperature of instrument: GD-A2400=160℃
n-Butyl acetate | C6H12O2 | 123-86-4 | C6H12O2 | HW | HW-6208 | Fixed | SD-2500 | 0～100%LEL | HW-6206 temperature sorted sensor, Upper limit of operating temperature of instrument: SD-2500=160℃/SD-2600=200℃/SD-2700：250℃
n-Butyl acetate | C6H12O2 | 123-86-4 | C6H12O2 | HW | HW-6208 | Fixed | SD-2600 | 0～100%LEL | HW-6206 temperature sorted sensor, Upper limit of operating temperature of instrument: SD-2500=160℃/SD-2600=200℃/SD-2700：250℃
n-Butyl acetate | C6H12O2 | 123-86-4 | C6H12O2 | HW | HW-6208 | Fixed | SD-2700 | 0～100%LEL | HW-6206 temperature sorted sensor, Upper limit of operating temperature of instrument: SD-2500=160℃/SD-2600=200℃/SD-2700：250℃
n-Butyl acetate | C6H12O2 | 123-86-4 | C6H12O2 | HW | HW-6212 | Fixed | GD-A80-70series | 0～100%LEL
n-Butyl acetate | C6H12O2 | 123-86-4 | C6H12O2 | SG | SG-8511 | Fixed | GD-A80Vseries | 0～3000ppm/0～5000ppm
n-Butyl acetate | C6H12O2 | 123-86-4 | C6H12O2 | SG | SG-8511 | Fixed | GD-D58・GHseries | 0～3000ppm/0～5000ppm
n-Butyl acetate | C6H12O2 | 123-86-4 | C6H12O2 | SG | SG-8511 | Fixed | SD-1GHseries | 0～3000ppm/0～5000ppm
n-Butyl acetate | C6H12O2 | 123-86-4 | C6H12O2 | SG | SG-8511 | Fixed | SD-D58・GHseries | 0～3000ppm/0～5000ppm
n-Butyl acetate | C6H12O2 | 123-86-4 | C6H12O2 | SG | SG-8521 | Fixed | GD-A80Vseries | 0～100ppm/0～200ppm/0～300ppm/0～500ppm/0～1000ppm/0～2000ppm
n-Butyl acetate | C6H12O2 | 123-86-4 | C6H12O2 | SG | SG-8521 | Fixed | GD-D58・GHseries | 0～100ppm/0～200ppm/0～300ppm/0～500ppm/0～1000ppm/0～2000ppm
n-Butyl acetate | C6H12O2 | 123-86-4 | C6H12O2 | SG | SG-8521 | Fixed | SD-1GHseries | 0～100ppm/0～200ppm/0～300ppm/0～500ppm/0～1000ppm/0～2000ppm
n-Butyl acetate | C6H12O2 | 123-86-4 | C6H12O2 | SG | SG-8521 | Fixed | SD-D58・GHseries | 0～100ppm/0～200ppm/0～300ppm/0～500ppm/0～1000ppm/0～2000ppm
n-Butyl acrylate | C7H12O2 | 141-32-2 | C7H12O2 | HW | HW-6211 | Fixed | SD-1(TYPE GP)series | ～100%LEL
n-Butyl acrylate | C7H12O2 | 141-32-2 | C7H12O2 | HW | HW-6211 | Fixed | SD-D58(TYPE GP)series | ～100%LEL
n-Butyl acrylate | C7H12O2 | 141-32-2 | C7H12O2 | HW | HW-6211/NC-6211 | Fixed | GD-A80series | ～100%LEL/～15000ppm
n-Butyl acrylate | C7H12O2 | 141-32-2 | C7H12O2 | HW | HW-6211/NC-6211 | Fixed | GD-D58(TYPE GP)series | ～100%LEL/～15000ppm
n-Butyl acrylate | C7H12O2 | 141-32-2 | C7H12O2 | HW | HW-6211/NC-6211 | Fixed | GD-D58(TYPE NC)series | ～100%LEL/～15000ppm
n-Butyl acrylate | C7H12O2 | 141-32-2 | C7H12O2 | HW | HW-6211/NC-6211 | Fixed | SD-1(TYPE NC)series | ～100%LEL/～15000ppm
n-Butyl acrylate | C7H12O2 | 141-32-2 | C7H12O2 | HW | HW-6211/NC-6211 | Fixed | SD-D58(TYPE NC)series | ～100%LEL/～15000ppm
n-Butyl acrylate | C7H12O2 | 141-32-2 | C7H12O2 | SG | SG-8521 | Fixed | GD-A80Vseries | 0～50ppm/0～100ppm/0～200ppm/0～300ppm/0～500ppm/0～1000ppm
n-Butyl acrylate | C7H12O2 | 141-32-2 | C7H12O2 | SG | SG-8521 | Fixed | GD-D58・GHseries | 0～50ppm/0～100ppm/0～200ppm/0～300ppm/0～500ppm/0～1000ppm
n-Butyl acrylate | C7H12O2 | 141-32-2 | C7H12O2 | SG | SG-8521 | Fixed | SD-1GHseries | 0～50ppm/0～100ppm/0～200ppm/0～300ppm/0～500ppm/0～1000ppm
n-Butyl acrylate | C7H12O2 | 141-32-2 | C7H12O2 | SG | SG-8521 | Fixed | SD-D58・GHseries | 0～50ppm/0～100ppm/0～200ppm/0～300ppm/0～500ppm/0～1000ppm
n-Butylamine | C4H9NH2 | 109-73-9 | C4H11N | SG | SG-8521 | Fixed | GD-A80Vseries | 0～50ppm/0～100ppm/0～200ppm/0～300ppm/0～500ppm/0～1000ppm/0～2000ppm
n-Butylamine | C4H9NH2 | 109-73-9 | C4H11N | SG | SG-8521 | Fixed | GD-D58・GHseries | 0～50ppm/0～100ppm/0～200ppm/0～300ppm/0～500ppm/0～1000ppm/0～2000ppm
n-Butylamine | C4H9NH2 | 109-73-9 | C4H11N | SG | SG-8521 | Fixed | SD-1GHseries | 0～50ppm/0～100ppm/0～200ppm/0～300ppm/0～500ppm/0～1000ppm/0～2000ppm
n-Butylamine | C4H9NH2 | 109-73-9 | C4H11N | SG | SG-8521 | Fixed | SD-D58・GHseries | 0～50ppm/0～100ppm/0～200ppm/0～300ppm/0～500ppm/0～1000ppm/0～2000ppm
n-Butyraldehyde | C4H8O | 123-72-8 | C4H8O | HW | HW-6211 | Fixed | SD-1(TYPE GP)series | ～100%LEL
n-Butyraldehyde | C4H8O | 123-72-8 | C4H8O | HW | HW-6211 | Fixed | SD-D58(TYPE GP)series | ～100%LEL
n-Butyraldehyde | C4H8O | 123-72-8 | C4H8O | HW | HW-6211/NC-6211 | Fixed | GD-A80series | ～100%LEL/～25000ppm
n-Butyraldehyde | C4H8O | 123-72-8 | C4H8O | HW | HW-6211/NC-6211 | Fixed | GD-D58(TYPE GP)series | ～100%LEL/～25000ppm
n-Butyraldehyde | C4H8O | 123-72-8 | C4H8O | HW | HW-6211/NC-6211 | Fixed | GD-D58(TYPE NC)series | ～100%LEL/～25000ppm
n-Butyraldehyde | C4H8O | 123-72-8 | C4H8O | HW | HW-6211/NC-6211 | Fixed | SD-1(TYPE NC)series | ～100%LEL/～25000ppm
n-Butyraldehyde | C4H8O | 123-72-8 | C4H8O | HW | HW-6211/NC-6211 | Fixed | SD-D58(TYPE NC)series | ～100%LEL/～25000ppm
n-Butyraldehyde | C4H8O | 123-72-8 | C4H8O | SG | SG-8511 | Fixed | GD-A80Vseries | 0～2000ppm/0～3000ppm/0～5000ppm
n-Butyraldehyde | C4H8O | 123-72-8 | C4H8O | SG | SG-8511 | Fixed | GD-D58・GHseries | 0～2000ppm/0～3000ppm/0～5000ppm
n-Butyraldehyde | C4H8O | 123-72-8 | C4H8O | SG | SG-8511 | Fixed | SD-1GHseries | 0～2000ppm/0～3000ppm/0～5000ppm
n-Butyraldehyde | C4H8O | 123-72-8 | C4H8O | SG | SG-8511 | Fixed | SD-D58・GHseries | 0～2000ppm/0～3000ppm/0～5000ppm
n-Butyraldehyde | C4H8O | 123-72-8 | C4H8O | SG | SG-8521 | Fixed | GD-A80Vseries | 0～100ppm/0～200ppm/0～300ppm/0～500ppm/0～1000ppm
n-Butyraldehyde | C4H8O | 123-72-8 | C4H8O | SG | SG-8521 | Fixed | GD-D58・GHseries | 0～100ppm/0～200ppm/0～300ppm/0～500ppm/0～1000ppm
n-Butyraldehyde | C4H8O | 123-72-8 | C4H8O | SG | SG-8521 | Fixed | SD-1GHseries | 0～100ppm/0～200ppm/0～300ppm/0～500ppm/0～1000ppm
n-Butyraldehyde | C4H8O | 123-72-8 | C4H8O | SG | SG-8521 | Fixed | SD-D58・GHseries | 0～100ppm/0～200ppm/0～300ppm/0～500ppm/0～1000ppm
n-Decane | C10H22 | 124-18-5 | C10H22 | SG | SGU-8521 | Fixed | GD-70Dseries | 0～2000ppm
n-Decane | C10H22 | 124-18-5 | C10H22 | SG | SGU-8521 | Fixed | TP-70D | 0～2000ppm
n-Decane | C10H22 | 124-18-5 | C10H22 | HW | HW-6211/NC-6211 | Fixed | GD-A80series | ～80%LEL/～5600ppm
n-Decane | C10H22 | 124-18-5 | C10H22 | HW | HW-6211/NC-6211 | Fixed | GD-D58(TYPE GP)series | ～80%LEL/～5600ppm
n-Decane | C10H22 | 124-18-5 | C10H22 | HW | HW-6211/NC-6211 | Fixed | GD-D58(TYPE NC)series | ～80%LEL/～5600ppm
n-Decane | C10H22 | 124-18-5 | C10H22 | HW | HW-6211/NC-6211 | Fixed | SD-1(TYPE NC)series | ～80%LEL/～5600ppm
n-Decane | C10H22 | 124-18-5 | C10H22 | HW | HW-6211/NC-6211 | Fixed | SD-D58(TYPE NC)series | ～80%LEL/～5600ppm
n-Decane | C10H22 | 124-18-5 | C10H22 | HW | HW-6206 | Fixed | SD-2500 | 0～100%LEL | Upper limit of operating temperature of instrument: SD-2500=160℃/SD-2600=200℃/SD-2700：250℃
n-Decane | C10H22 | 124-18-5 | C10H22 | HW | HW-6206 | Fixed | SD-2600 | 0～100%LEL | Upper limit of operating temperature of instrument: SD-2500=160℃/SD-2600=200℃/SD-2700：250℃
n-Decane | C10H22 | 124-18-5 | C10H22 | HW | HW-6206 | Fixed | SD-2700 | 0～100%LEL | Upper limit of operating temperature of instrument: SD-2500=160℃/SD-2600=200℃/SD-2700：250℃
n-Decane | C10H22 | 124-18-5 | C10H22 | HW | HW-6207 | Fixed | GD-A2400 | 0～100%LEL | Upper limit of operating temperature of instrument: GD-A2400=160℃
n-Decane | C10H22 | 124-18-5 | C10H22 | HW | HW-6208 | Fixed | SD-2500 | 0～100%LEL | HW-6206 temperature sorted sensor, Upper limit of operating temperature of instrument: SD-2500=160℃/SD-2600=200℃/SD-2700：250℃
n-Decane | C10H22 | 124-18-5 | C10H22 | HW | HW-6208 | Fixed | SD-2600 | 0～100%LEL | HW-6206 temperature sorted sensor, Upper limit of operating temperature of instrument: SD-2500=160℃/SD-2600=200℃/SD-2700：250℃
n-Decane | C10H22 | 124-18-5 | C10H22 | HW | HW-6208 | Fixed | SD-2700 | 0～100%LEL | HW-6206 temperature sorted sensor, Upper limit of operating temperature of instrument: SD-2500=160℃/SD-2600=200℃/SD-2700：250℃
n-Decane | C10H22 | 124-18-5 | C10H22 | HW | HW-6212 | Fixed | GD-A80-70series | 0～100%LEL
n-Decane | C10H22 | 124-18-5 | C10H22 | SG | SG-8521 | Fixed | GD-A80Vseries | 0～100ppm/0～200ppm/0～300ppm/0～500ppm/0～1000ppm/0～2000ppm
n-Decane | C10H22 | 124-18-5 | C10H22 | SG | SG-8521 | Fixed | GD-D58・GHseries | 0～100ppm/0～200ppm/0～300ppm/0～500ppm/0～1000ppm/0～2000ppm
n-Decane | C10H22 | 124-18-5 | C10H22 | SG | SG-8521 | Fixed | SD-1GHseries | 0～100ppm/0～200ppm/0～300ppm/0～500ppm/0～1000ppm/0～2000ppm
n-Decane | C10H22 | 124-18-5 | C10H22 | SG | SG-8521 | Fixed | SD-D58・GHseries | 0～100ppm/0～200ppm/0～300ppm/0～500ppm/0～1000ppm/0～2000ppm
n-Heptane | n-C7H16 | 142-82-5 | C7H16 | HW | NC-6215 | Portable | GP-1000(HC/CH4) | 0～100%LEL
n-Heptane | n-C7H16 | 142-82-5 | C7H16 | HW | NC-6307 | Portable | NC-1000(HC/CH4) | 0～10000ppm
n-Heptane | n-C7H16 | 142-82-5 | C7H16 | RI | DE-3315-2 | Fixed | SD-1RIseries | 0～100%LEL
n-Heptane | n-C7H16 | 142-82-5 | C7H16 | HW | HW-6211 | Fixed | SD-1(TYPE GP)series | ～100%LEL
n-Heptane | n-C7H16 | 142-82-5 | C7H16 | HW | HW-6211 | Fixed | SD-D58(TYPE GP)series | ～100%LEL
n-Heptane | n-C7H16 | 142-82-5 | C7H16 | HW | HW-6211/NC-6211 | Fixed | GD-A80series | ～100%LEL/～11000ppm
n-Heptane | n-C7H16 | 142-82-5 | C7H16 | HW | HW-6211/NC-6211 | Fixed | GD-D58(TYPE GP)series | ～100%LEL/～11000ppm
n-Heptane | n-C7H16 | 142-82-5 | C7H16 | HW | HW-6211/NC-6211 | Fixed | GD-D58(TYPE NC)series | ～100%LEL/～11000ppm
n-Heptane | n-C7H16 | 142-82-5 | C7H16 | HW | HW-6211/NC-6211 | Fixed | SD-1(TYPE NC)series | ～100%LEL/～11000ppm
n-Heptane | n-C7H16 | 142-82-5 | C7H16 | HW | HW-6211/NC-6211 | Fixed | SD-D58(TYPE NC)series | ～100%LEL/～11000ppm
n-Heptane | n-C7H16 | 142-82-5 | C7H16 | HW | HW-6206 | Fixed | SD-2500 | 0～100%LEL | Upper limit of operating temperature of instrument: SD-2500=160℃/SD-2600=200℃/SD-2700：250℃
n-Heptane | n-C7H16 | 142-82-5 | C7H16 | HW | HW-6206 | Fixed | SD-2600 | 0～100%LEL | Upper limit of operating temperature of instrument: SD-2500=160℃/SD-2600=200℃/SD-2700：250℃
n-Heptane | n-C7H16 | 142-82-5 | C7H16 | HW | HW-6206 | Fixed | SD-2700 | 0～100%LEL | Upper limit of operating temperature of instrument: SD-2500=160℃/SD-2600=200℃/SD-2700：250℃
n-Heptane | n-C7H16 | 142-82-5 | C7H16 | HW | HW-6207 | Fixed | GD-A2400 | 0～100%LEL | Upper limit of operating temperature of instrument: GD-A2400=160℃
n-Heptane | n-C7H16 | 142-82-5 | C7H16 | HW | HW-6208 | Fixed | SD-2500 | 0～100%LEL | HW-6206 temperature sorted sensor, Upper limit of operating temperature of instrument: SD-2500=160℃/SD-2600=200℃/SD-2700：250℃
n-Heptane | n-C7H16 | 142-82-5 | C7H16 | HW | HW-6208 | Fixed | SD-2600 | 0～100%LEL | HW-6206 temperature sorted sensor, Upper limit of operating temperature of instrument: SD-2500=160℃/SD-2600=200℃/SD-2700：250℃
n-Heptane | n-C7H16 | 142-82-5 | C7H16 | HW | HW-6208 | Fixed | SD-2700 | 0～100%LEL | HW-6206 temperature sorted sensor, Upper limit of operating temperature of instrument: SD-2500=160℃/SD-2600=200℃/SD-2700：250℃
n-Heptane | n-C7H16 | 142-82-5 | C7H16 | HW | HW-6212 | Fixed | GD-A80-70series | 0～100%LEL
n-Heptane | n-C7H16 | 142-82-5 | C7H16 | SG | SG-8521 | Fixed | GD-A80Vseries | 0～100ppm/0～200ppm/0～300ppm/0～500ppm/0～1000ppm/0～2000ppm/0～3000ppm/0～5000ppm
n-Heptane | n-C7H16 | 142-82-5 | C7H16 | SG | SG-8521 | Fixed | GD-D58・GHseries | 0～100ppm/0～200ppm/0～300ppm/0～500ppm/0～1000ppm/0～2000ppm/0～3000ppm/0～5000ppm
n-Heptane | n-C7H16 | 142-82-5 | C7H16 | SG | SG-8521 | Fixed | SD-1GHseries | 0～100ppm/0～200ppm/0～300ppm/0～500ppm/0～1000ppm/0～2000ppm/0～3000ppm/0～5000ppm
n-Heptane | n-C7H16 | 142-82-5 | C7H16 | SG | SG-8521 | Fixed | SD-D58・GHseries | 0～100ppm/0～200ppm/0～300ppm/0～500ppm/0～1000ppm/0～2000ppm/0～3000ppm/0～5000ppm
n-Hexane | n-C6H14 | 110-54-3 | C6H14 | HW | NC-6215 | Portable | GX-8000(TYPE LEL) | 0～100%LEL
n-Hexane | n-C6H14 | 110-54-3 | C6H14 | HW | NC-6215 | Portable | GP-1000(HC/CH4) | 0～100%LEL
n-Hexane | n-C6H14 | 110-54-3 | C6H14 | HW | NC-6307 | Portable | NC-1000(HC/CH4) | 0～10000ppm
n-Hexane | n-C6H14 | 110-54-3 | C6H14 | SH | SH-8662 | Portable | SP-220(TYPE SC) | 0～50ppm
n-Hexane | n-C6H14 | 110-54-3 | C6H14 | SH | SH-8661 | Portable | SP-220(TYPE H2) | 0～10000ppm
n-Hexane | n-C6H14 | 110-54-3 | C6H14 | SG | SGU-8521 | Fixed | GD-70Dseries | 0～200ppm
n-Hexane | n-C6H14 | 110-54-3 | C6H14 | SG | SGU-8521 | Fixed | TP-70D | 0～200ppm
n-Hexane | n-C6H14 | 110-54-3 | C6H14 | SG | SGU-8521 | Fixed | GD-70Dseries | 0～2000ppm
n-Hexane | n-C6H14 | 110-54-3 | C6H14 | SG | SGU-8521 | Fixed | TP-70D | 0～2000ppm
n-Hexane | n-C6H14 | 110-54-3 | C6H14 | HW | NCU‐6211 | Fixed | GD-70Dseries | 0～2000ppm
n-Hexane | n-C6H14 | 110-54-3 | C6H14 | HW | NCU‐6211 | Fixed | TP-70D | 0～2000ppm
n-Hexane | n-C6H14 | 110-54-3 | C6H14 | RI | DE-3315-2 | Fixed | SD-1RIseries | 0～100%LEL
n-Hexane | n-C6H14 | 110-54-3 | C6H14 | RI | DE-3315-2 | Fixed | SD-1RIseries | 0～5vol%
n-Hexane | n-C6H14 | 110-54-3 | C6H14 | RI | DE-3315-2 | Fixed | SD-1RIseries | 0～10vol%
n-Hexane | n-C6H14 | 110-54-3 | C6H14 | HW | HW-6211 | Fixed | SD-1(TYPE GP)series | ～100%LEL
n-Hexane | n-C6H14 | 110-54-3 | C6H14 | HW | HW-6211 | Fixed | SD-D58(TYPE GP)series | ～100%LEL
n-Hexane | n-C6H14 | 110-54-3 | C6H14 | HW | HW-6211/NC-6211 | Fixed | GD-A80series | ～100%LEL/～12000ppm
n-Hexane | n-C6H14 | 110-54-3 | C6H14 | HW | HW-6211/NC-6211 | Fixed | GD-D58(TYPE GP)series | ～100%LEL/～12000ppm
n-Hexane | n-C6H14 | 110-54-3 | C6H14 | HW | HW-6211/NC-6211 | Fixed | GD-D58(TYPE NC)series | ～100%LEL/～12000ppm
n-Hexane | n-C6H14 | 110-54-3 | C6H14 | HW | HW-6211/NC-6211 | Fixed | SD-1(TYPE NC)series | ～100%LEL/～12000ppm
n-Hexane | n-C6H14 | 110-54-3 | C6H14 | HW | HW-6211/NC-6211 | Fixed | SD-D58(TYPE NC)series | ～100%LEL/～12000ppm
n-Hexane | n-C6H14 | 110-54-3 | C6H14 | HW | NC-6240A | Fixed | GD-A80series | 0～100%LEL/0～12000ppm
n-Hexane | n-C6H14 | 110-54-3 | C6H14 | HW | NC-6240A | Fixed | GD-D58(TYPE NC)series | 0～100%LEL/0～12000ppm
n-Hexane | n-C6H14 | 110-54-3 | C6H14 | HW | NC-6240A | Fixed | SD-1(TYPE NC)series | 0～100%LEL/0～12000ppm
n-Hexane | n-C6H14 | 110-54-3 | C6H14 | HW | NC-6240A | Fixed | SD-D58(TYPE NC)series | 0～100%LEL/0～12000ppm
n-Hexane | n-C6H14 | 110-54-3 | C6H14 | HW | NC-6245 | Fixed | GD-A80series | 0～100%LEL
n-Hexane | n-C6H14 | 110-54-3 | C6H14 | HW | NC-6245 | Fixed | GD-D58(TYPE NC)series | 0～100%LEL
n-Hexane | n-C6H14 | 110-54-3 | C6H14 | HW | NC-6245 | Fixed | SD-1(TYPE NC)series | 0～100%LEL
n-Hexane | n-C6H14 | 110-54-3 | C6H14 | HW | NC-6245 | Fixed | SD-D58(TYPE NC)series | 0～100%LEL
n-Hexane | n-C6H14 | 110-54-3 | C6H14 | HW | HW-6206 | Fixed | SD-2500 | 0～100%LEL | Upper limit of operating temperature of instrument: SD-2500=160℃/SD-2600=200℃/SD-2700：250℃
n-Hexane | n-C6H14 | 110-54-3 | C6H14 | HW | HW-6206 | Fixed | SD-2600 | 0～100%LEL | Upper limit of operating temperature of instrument: SD-2500=160℃/SD-2600=200℃/SD-2700：250℃
n-Hexane | n-C6H14 | 110-54-3 | C6H14 | HW | HW-6206 | Fixed | SD-2700 | 0～100%LEL | Upper limit of operating temperature of instrument: SD-2500=160℃/SD-2600=200℃/SD-2700：250℃
n-Hexane | n-C6H14 | 110-54-3 | C6H14 | HW | HW-6207 | Fixed | GD-A2400 | 0～100%LEL | Upper limit of operating temperature of instrument: GD-A2400=160℃
n-Hexane | n-C6H14 | 110-54-3 | C6H14 | HW | HW-6208 | Fixed | SD-2500 | 0～100%LEL | HW-6206 temperature sorted sensor, Upper limit of operating temperature of instrument: SD-2500=160℃/SD-2600=200℃/SD-2700：250℃
n-Hexane | n-C6H14 | 110-54-3 | C6H14 | HW | HW-6208 | Fixed | SD-2600 | 0～100%LEL | HW-6206 temperature sorted sensor, Upper limit of operating temperature of instrument: SD-2500=160℃/SD-2600=200℃/SD-2700：250℃
n-Hexane | n-C6H14 | 110-54-3 | C6H14 | HW | HW-6208 | Fixed | SD-2700 | 0～100%LEL | HW-6206 temperature sorted sensor, Upper limit of operating temperature of instrument: SD-2500=160℃/SD-2600=200℃/SD-2700：250℃
n-Hexane | n-C6H14 | 110-54-3 | C6H14 | HW | HW-6212 | Fixed | GD-A80-70series | 0～100%LEL
n-Hexane | n-C6H14 | 110-54-3 | C6H14 | SG | SG-8511 | Fixed | GD-A80Vseries | 0～3000ppm/0～5000ppm/0～10000ppm
n-Hexane | n-C6H14 | 110-54-3 | C6H14 | SG | SG-8511 | Fixed | GD-D58・GHseries | 0～3000ppm/0～5000ppm/0～10000ppm
n-Hexane | n-C6H14 | 110-54-3 | C6H14 | SG | SG-8511 | Fixed | SD-1GHseries | 0～3000ppm/0～5000ppm/0～10000ppm
n-Hexane | n-C6H14 | 110-54-3 | C6H14 | SG | SG-8511 | Fixed | SD-D58・GHseries | 0～3000ppm/0～5000ppm/0～10000ppm
n-Hexane | n-C6H14 | 110-54-3 | C6H14 | SG | SG-8521 | Fixed | GD-A80Vseries | 0～100ppm/0～200ppm/0～300ppm/0～500ppm/0～1000ppm/0～2000ppm
n-Hexane | n-C6H14 | 110-54-3 | C6H14 | SG | SG-8521 | Fixed | GD-D58・GHseries | 0～100ppm/0～200ppm/0～300ppm/0～500ppm/0～1000ppm/0～2000ppm
n-Hexane | n-C6H14 | 110-54-3 | C6H14 | SG | SG-8521 | Fixed | SD-1GHseries | 0～100ppm/0～200ppm/0～300ppm/0～500ppm/0～1000ppm/0～2000ppm
n-Hexane | n-C6H14 | 110-54-3 | C6H14 | SG | SG-8521 | Fixed | SD-D58・GHseries | 0～100ppm/0～200ppm/0～300ppm/0～500ppm/0～1000ppm/0～2000ppm
Nitric Acid | HNO3 | 7697-37-2 | HNO3 | ES | ESM-K233 | Portable | SC-8000 | 0～20ppm
Nitric Acid | HNO3 | 7697-37-2 | HNO3 | ES | ESU-K233 | Fixed | GD-70Dseries | 0～20ppm
Nitric Acid | HNO3 | 7697-37-2 | HNO3 | ES | ESU-K233 | Fixed | TP-70D | 0～20ppm
Nitric Acid | HNO3 | 7697-37-2 | HNO3 | ES | ESM-K233 | Fixed | GD-K88Aiseries | 0～20ppm
Nitric Acid | HNO3 | 7697-37-2 | HNO3 | ES | ESM-K233 | Fixed | GD-K88Diseries | 0～20ppm
Nitrobenzene | C6H5NO2 | 98-95-3 | C6H5NO2 | SG | SG-8562 | Fixed | GD-A80Vseries | 0～200ppm
Nitrobenzene | C6H5NO2 | 98-95-3 | C6H5NO2 | SG | SG-8562 | Fixed | GD-D58・GHseries | 0～200ppm
Nitrobenzene | C6H5NO2 | 98-95-3 | C6H5NO2 | SG | SG-8562 | Fixed | SD-1GHseries | 0～200ppm
Nitrobenzene | C6H5NO2 | 98-95-3 | C6H5NO2 | SG | SG-8562 | Fixed | SD-D58・GHseries | 0～200ppm
Nitrogen Dioxide | NO2 | 10102-44-0 | NO2 | ES | ESS-03DH | Portable | GX-6000 | 0～20ppm
Nitrogen Dioxide | NO2 | 10102-44-0 | NO2 | ES | ESM-23AR | Portable | SC-8000 | 0～15ppm
Nitrogen Dioxide | NO2 | 10102-44-0 | NO2 | ES | ESU-23AH | Fixed | GD-70Dseries | 0～9ppm
Nitrogen Dioxide | NO2 | 10102-44-0 | NO2 | ES | ESU-23AH | Fixed | TP-70D | 0～9ppm
Nitrogen Dioxide | NO2 | 10102-44-0 | NO2 | ES | ESU-23AH | Fixed | GD-70Dseries | 0～15ppm
Nitrogen Dioxide | NO2 | 10102-44-0 | NO2 | ES | ESU-23AH | Fixed | TP-70D | 0～15ppm
Nitrogen Dioxide | NO2 | 10102-44-0 | NO2 | ES | ESM-23AH | Fixed | GD-K88Aiseries | 0～9ppm
Nitrogen Dioxide | NO2 | 10102-44-0 | NO2 | ES | ESM-23AH | Fixed | GD-K88Diseries | 0～9ppm
Nitrogen Dioxide | NO2 | 10102-44-0 | NO2 | ES | ESM-23AH | Fixed | GD-K88Aiseries | 0～15ppm
Nitrogen Dioxide | NO2 | 10102-44-0 | NO2 | ES | ESM-23AH | Fixed | GD-K88Diseries | 0～15ppm
Nitrogen Dioxide | NO2 | 10102-44-0 | NO2 | ES | ESM-23AR | Fixed | GD-K88Aiseries | 0～9ppm
Nitrogen Dioxide | NO2 | 10102-44-0 | NO2 | ES | ESM-23AR | Fixed | GD-K88Diseries | 0～9ppm
Nitrogen Dioxide | NO2 | 10102-44-0 | NO2 | ES | ESM-23AR | Fixed | GD-K88Aiseries | 0～15ppm
Nitrogen Dioxide | NO2 | 10102-44-0 | NO2 | ES | ESM-23AR | Fixed | GD-K88Diseries | 0～15ppm
Nitrogen Monoxide | NO | 10102-43-9 | NO | ES | ESM-23A | Portable | SC-8000 | 0～100ppm
Nitrogen Monoxide | NO | 10102-43-9 | NO | ES | ESU-23A | Fixed | GD-70Dseries | 0～100ppm
Nitrogen Monoxide | NO | 10102-43-9 | NO | ES | ESU-23A | Fixed | TP-70D | 0～100ppm
Nitrogen Monoxide | NO | 10102-43-9 | NO | ES | ESM-23A | Fixed | GD-K88Aiseries | 0～100ppm
Nitrogen Monoxide | NO | 10102-43-9 | NO | ES | ESM-23A | Fixed | GD-K88Diseries | 0～100ppm
Nitrogen Tetraoxide | N2O4 | 10544-72-6 | N2O4 | ES | ESM-23AR | Fixed | GD-K88Aiseries | 0～5ppm
Nitrogen Tetraoxide | N2O4 | 10544-72-6 | N2O4 | ES | ESM-23AR | Fixed | GD-K88Diseries | 0～5ppm
Nitrogen Tetraoxide | N2O4 | 10544-72-6 | N2O4 | ES | ESM-23AR | Fixed | GD-K88Aiseries | 0～30ppm
Nitrogen Tetraoxide | N2O4 | 10544-72-6 | N2O4 | ES | ESM-23AR | Fixed | GD-K88Diseries | 0～30ppm
Nitrogen Trifluoride | NF3 | 7783-54-2 | NF3 | ES | ESU-23AH-D | Fixed | GD-70D+PLUseries | 0～30ppm | PLU-70 required
Nitrogen Trifluoride | NF3 | 7783-54-2 | NF3 | ES | ESU-23AH-D | Fixed | GD-70DG | 0～30ppm | PLU-70 required
Nitrogen Trifluoride | NF3 | 7783-54-2 | NF3 | ES | ESU-23AH-D | Fixed | TP-70DG | 0～30ppm | PLU-70 required
Nitrous oxide | N2O | 10024-97-2 | N2O | RI | IRU-2428 | Fixed | GD-70D(RI)series | 0～500ppm | Only for GD-70D(IRU)
N-Methyl-2-pyrrolidone | NMP | 872-50-4 | C5H9NO | SG | SGU-8521 | Fixed | GD-70Dseries | 0～1000ppm
N-Methyl-2-pyrrolidone | NMP | 872-50-4 | C5H9NO | SG | SGU-8521 | Fixed | TP-70D | 0～1000ppm
N-Methyl-2-pyrrolidone | NMP | 872-50-4 | C5H9NO | HW | HW-6206 | Fixed | SD-2500 | 0～100%LEL | Upper limit of operating temperature of instrument: SD-2500=160℃/SD-2600=200℃/SD-2700：250℃
N-Methyl-2-pyrrolidone | NMP | 872-50-4 | C5H9NO | HW | HW-6206 | Fixed | SD-2600 | 0～100%LEL | Upper limit of operating temperature of instrument: SD-2500=160℃/SD-2600=200℃/SD-2700：250℃
N-Methyl-2-pyrrolidone | NMP | 872-50-4 | C5H9NO | HW | HW-6206 | Fixed | SD-2700 | 0～100%LEL | Upper limit of operating temperature of instrument: SD-2500=160℃/SD-2600=200℃/SD-2700：250℃
N-Methyl-2-pyrrolidone | NMP | 872-50-4 | C5H9NO | HW | HW-6207 | Fixed | GD-A2400 | 0～100%LEL | Upper limit of operating temperature of instrument: GD-A2400=160℃
N-Methyl-2-pyrrolidone | NMP | 872-50-4 | C5H9NO | HW | HW-6208 | Fixed | SD-2500 | 0～100%LEL | HW-6206 temperature sorted sensor, Upper limit of operating temperature of instrument: SD-2500=160℃/SD-2600=200℃/SD-2700：250℃
N-Methyl-2-pyrrolidone | NMP | 872-50-4 | C5H9NO | HW | HW-6208 | Fixed | SD-2600 | 0～100%LEL | HW-6206 temperature sorted sensor, Upper limit of operating temperature of instrument: SD-2500=160℃/SD-2600=200℃/SD-2700：250℃
N-Methyl-2-pyrrolidone | NMP | 872-50-4 | C5H9NO | HW | HW-6208 | Fixed | SD-2700 | 0～100%LEL | HW-6206 temperature sorted sensor, Upper limit of operating temperature of instrument: SD-2500=160℃/SD-2600=200℃/SD-2700：250℃
N-Methyl-2-pyrrolidone | NMP | 872-50-4 | C5H9NO | HW | HW-6212 | Fixed | GD-A80-70series | 0～100%LEL
N-Methyl-2-pyrrolidone | NMP | 872-50-4 | C5H9NO | SG | SG-8521 | Fixed | GD-A80Vseries | 0～1000ppm
N-Methyl-2-pyrrolidone | NMP | 872-50-4 | C5H9NO | SG | SG-8521 | Fixed | GD-D58・GHseries | 0～1000ppm
N-Methyl-2-pyrrolidone | NMP | 872-50-4 | C5H9NO | SG | SG-8521 | Fixed | SD-1GHseries | 0～1000ppm
N-Methyl-2-pyrrolidone | NMP | 872-50-4 | C5H9NO | SG | SG-8521 | Fixed | SD-D58・GHseries | 0～1000ppm
N-Methyl-2-pyrrolidone | NMP | 872-50-4 | C5H9NO | SG | SG-8562 | Fixed | GD-A80Vseries | 0～100ppm/0～150ppm/0～200ppm/0～300ppm/0～500ppm
N-Methyl-2-pyrrolidone | NMP | 872-50-4 | C5H9NO | SG | SG-8562 | Fixed | GD-D58・GHseries | 0～100ppm/0～150ppm/0～200ppm/0～300ppm/0～500ppm
N-Methyl-2-pyrrolidone | NMP | 872-50-4 | C5H9NO | SG | SG-8562 | Fixed | SD-1GHseries | 0～100ppm/0～150ppm/0～200ppm/0～300ppm/0～500ppm
N-Methyl-2-pyrrolidone | NMP | 872-50-4 | C5H9NO | SG | SG-8562 | Fixed | SD-D58・GHseries | 0～100ppm/0～150ppm/0～200ppm/0～300ppm/0～500ppm
n-Octane | C8H18 | 111-65-9 | C8H18 | SG | SGU-8511 | Fixed | GD-70Dseries | 0～3000ppm
n-Octane | C8H18 | 111-65-9 | C8H18 | SG | SGU-8511 | Fixed | TP-70D | 0～3000ppm
n-Octane | C8H18 | 111-65-9 | C8H18 | SG | SGU-8521 | Fixed | GD-70Dseries | 0～2000ppm
n-Octane | C8H18 | 111-65-9 | C8H18 | SG | SGU-8521 | Fixed | TP-70D | 0～2000ppm
n-Octane | C8H18 | 111-65-9 | C8H18 | HW | NCU‐6211 | Fixed | GD-70Dseries | 0～100%LEL | Confirm that GD-70D is non-explosion proof
n-Octane | C8H18 | 111-65-9 | C8H18 | HW | NCU‐6211 | Fixed | TP-70D | 0～100%LEL | Confirm that GD-70D is non-explosion proof
n-Octane | C8H18 | 111-65-9 | C8H18 | HW | HW-6211 | Fixed | SD-1(TYPE GP)series | ～100%LEL
n-Octane | C8H18 | 111-65-9 | C8H18 | HW | HW-6211 | Fixed | SD-D58(TYPE GP)series | ～100%LEL
n-Octane | C8H18 | 111-65-9 | C8H18 | HW | HW-6211/NC-6211 | Fixed | GD-A80series | ～100%LEL/～8000ppm
n-Octane | C8H18 | 111-65-9 | C8H18 | HW | HW-6211/NC-6211 | Fixed | GD-D58(TYPE GP)series | ～100%LEL/～8000ppm
n-Octane | C8H18 | 111-65-9 | C8H18 | HW | HW-6211/NC-6211 | Fixed | GD-D58(TYPE NC)series | ～100%LEL/～8000ppm
n-Octane | C8H18 | 111-65-9 | C8H18 | HW | HW-6211/NC-6211 | Fixed | SD-1(TYPE NC)series | ～100%LEL/～8000ppm
n-Octane | C8H18 | 111-65-9 | C8H18 | HW | HW-6211/NC-6211 | Fixed | SD-D58(TYPE NC)series | ～100%LEL/～8000ppm
n-Octane | C8H18 | 111-65-9 | C8H18 | HW | NC-6240A | Fixed | GD-A80series | 0～100%LEL/0～8000ppm
n-Octane | C8H18 | 111-65-9 | C8H18 | HW | NC-6240A | Fixed | GD-D58(TYPE NC)series | 0～100%LEL/0～8000ppm
n-Octane | C8H18 | 111-65-9 | C8H18 | HW | NC-6240A | Fixed | SD-1(TYPE NC)series | 0～100%LEL/0～8000ppm
n-Octane | C8H18 | 111-65-9 | C8H18 | HW | NC-6240A | Fixed | SD-D58(TYPE NC)series | 0～100%LEL/0～8000ppm
n-Octane | C8H18 | 111-65-9 | C8H18 | HW | NC-6245 | Fixed | GD-A80series | 0～100%LEL
n-Octane | C8H18 | 111-65-9 | C8H18 | HW | NC-6245 | Fixed | GD-D58(TYPE NC)series | 0～100%LEL
n-Octane | C8H18 | 111-65-9 | C8H18 | HW | NC-6245 | Fixed | SD-1(TYPE NC)series | 0～100%LEL
n-Octane | C8H18 | 111-65-9 | C8H18 | HW | NC-6245 | Fixed | SD-D58(TYPE NC)series | 0～100%LEL
n-Octane | C8H18 | 111-65-9 | C8H18 | HW | NC-6250 | Fixed | GD-A80series | 0～100%LEL/0～8000ppm
n-Octane | C8H18 | 111-65-9 | C8H18 | HW | NC-6250 | Fixed | GD-D58(TYPE NC)series | 0～100%LEL/0～8000ppm
n-Octane | C8H18 | 111-65-9 | C8H18 | SG | SG-8511 | Fixed | GD-A80Vseries | 0～3000ppm/0～5000ppm
n-Octane | C8H18 | 111-65-9 | C8H18 | SG | SG-8511 | Fixed | GD-D58・GHseries | 0～3000ppm/0～5000ppm
n-Octane | C8H18 | 111-65-9 | C8H18 | SG | SG-8511 | Fixed | SD-1GHseries | 0～3000ppm/0～5000ppm
n-Octane | C8H18 | 111-65-9 | C8H18 | SG | SG-8511 | Fixed | SD-D58・GHseries | 0～3000ppm/0～5000ppm
n-Octane | C8H18 | 111-65-9 | C8H18 | SG | SG-8521 | Fixed | GD-A80Vseries | 0～100ppm/0～200ppm/0～300ppm/0～500ppm/0～1000ppm/0～2000ppm
n-Octane | C8H18 | 111-65-9 | C8H18 | SG | SG-8521 | Fixed | GD-D58・GHseries | 0～100ppm/0～200ppm/0～300ppm/0～500ppm/0～1000ppm/0～2000ppm
n-Octane | C8H18 | 111-65-9 | C8H18 | SG | SG-8521 | Fixed | SD-1GHseries | 0～100ppm/0～200ppm/0～300ppm/0～500ppm/0～1000ppm/0～2000ppm
n-Octane | C8H18 | 111-65-9 | C8H18 | SG | SG-8521 | Fixed | SD-D58・GHseries | 0～100ppm/0～200ppm/0～300ppm/0～500ppm/0～1000ppm/0～2000ppm
n-Octyl Acetate | OCTYLAc | 112-14-1 | C10H20O2 | HW | HW-6206 | Fixed | SD-2500 | 0～100%LEL | Upper limit of operating temperature of instrument: SD-2500=160℃/SD-2600=200℃/SD-2700：250℃
n-Octyl Acetate | OCTYLAc | 112-14-1 | C10H20O2 | HW | HW-6206 | Fixed | SD-2600 | 0～100%LEL | Upper limit of operating temperature of instrument: SD-2500=160℃/SD-2600=200℃/SD-2700：250℃
n-Octyl Acetate | OCTYLAc | 112-14-1 | C10H20O2 | HW | HW-6206 | Fixed | SD-2700 | 0～100%LEL | Upper limit of operating temperature of instrument: SD-2500=160℃/SD-2600=200℃/SD-2700：250℃
n-Octyl Acetate | OCTYLAc | 112-14-1 | C10H20O2 | HW | HW-6207 | Fixed | GD-A2400 | 0～100%LEL | Upper limit of operating temperature of instrument: GD-A2400=160℃
n-Octyl Acetate | OCTYLAc | 112-14-1 | C10H20O2 | HW | HW-6208 | Fixed | SD-2500 | 0～100%LEL | HW-6206 temperature sorted sensor, Upper limit of operating temperature of instrument: SD-2500=160℃/SD-2600=200℃/SD-2700：250℃
n-Octyl Acetate | OCTYLAc | 112-14-1 | C10H20O2 | HW | HW-6208 | Fixed | SD-2600 | 0～100%LEL | HW-6206 temperature sorted sensor, Upper limit of operating temperature of instrument: SD-2500=160℃/SD-2600=200℃/SD-2700：250℃
n-Octyl Acetate | OCTYLAc | 112-14-1 | C10H20O2 | HW | HW-6208 | Fixed | SD-2700 | 0～100%LEL | HW-6206 temperature sorted sensor, Upper limit of operating temperature of instrument: SD-2500=160℃/SD-2600=200℃/SD-2700：250℃
n-Octyl Acetate | OCTYLAc | 112-14-1 | C10H20O2 | HW | HW-6212 | Fixed | GD-A80-70series | 0～100%LEL
Nonane | C9H20 | 111-84-2 | C9H20 | HW | HW-6211 | Fixed | SD-1(TYPE GP)series | ～100%LEL
Nonane | C9H20 | 111-84-2 | C9H20 | HW | HW-6211 | Fixed | SD-D58(TYPE GP)series | ～100%LEL
Nonane | C9H20 | 111-84-2 | C9H20 | HW | HW-6211/NC-6211 | Fixed | GD-A80series | ～100%LEL/～7000ppm
Nonane | C9H20 | 111-84-2 | C9H20 | HW | HW-6211/NC-6211 | Fixed | GD-D58(TYPE GP)series | ～100%LEL/～7000ppm
Nonane | C9H20 | 111-84-2 | C9H20 | HW | HW-6211/NC-6211 | Fixed | GD-D58(TYPE NC)series | ～100%LEL/～7000ppm
Nonane | C9H20 | 111-84-2 | C9H20 | HW | HW-6211/NC-6211 | Fixed | SD-1(TYPE NC)series | ～100%LEL/～7000ppm
Nonane | C9H20 | 111-84-2 | C9H20 | HW | HW-6211/NC-6211 | Fixed | SD-D58(TYPE NC)series | ～100%LEL/～7000ppm
Nonane | C9H20 | 111-84-2 | C9H20 | SG | SG-8521 | Fixed | GD-A80Vseries | 0～100ppm/0～200ppm/0～300ppm/0～500ppm/0～1000ppm/0～2000ppm/0～3000ppm/0～5000ppm
Nonane | C9H20 | 111-84-2 | C9H20 | SG | SG-8521 | Fixed | GD-D58・GHseries | 0～100ppm/0～200ppm/0～300ppm/0～500ppm/0～1000ppm/0～2000ppm/0～3000ppm/0～5000ppm
Nonane | C9H20 | 111-84-2 | C9H20 | SG | SG-8521 | Fixed | SD-1GHseries | 0～100ppm/0～200ppm/0～300ppm/0～500ppm/0～1000ppm/0～2000ppm/0～3000ppm/0～5000ppm
Nonane | C9H20 | 111-84-2 | C9H20 | SG | SG-8521 | Fixed | SD-D58・GHseries | 0～100ppm/0～200ppm/0～300ppm/0～500ppm/0～1000ppm/0～2000ppm/0～3000ppm/0～5000ppm
n-Propanol | C3H8O | 71-23-8 | C3H8O | HW | HW-6211 | Fixed | SD-1(TYPE GP)series | ～100%LEL
n-Propanol | C3H8O | 71-23-8 | C3H8O | HW | HW-6211 | Fixed | SD-D58(TYPE GP)series | ～100%LEL
n-Propanol | C3H8O | 71-23-8 | C3H8O | HW | HW-6211/NC-6211 | Fixed | GD-A80series | ～100%LEL/～21000ppm
n-Propanol | C3H8O | 71-23-8 | C3H8O | HW | HW-6211/NC-6211 | Fixed | GD-D58(TYPE GP)series | ～100%LEL/～21000ppm
n-Propanol | C3H8O | 71-23-8 | C3H8O | HW | HW-6211/NC-6211 | Fixed | GD-D58(TYPE NC)series | ～100%LEL/～21000ppm
n-Propanol | C3H8O | 71-23-8 | C3H8O | HW | HW-6211/NC-6211 | Fixed | SD-1(TYPE NC)series | ～100%LEL/～21000ppm
n-Propanol | C3H8O | 71-23-8 | C3H8O | HW | HW-6211/NC-6211 | Fixed | SD-D58(TYPE NC)series | ～100%LEL/～21000ppm
n-Propanol | C3H8O | 71-23-8 | C3H8O | HW | HW-6206 | Fixed | SD-2500 | 0～100%LEL | Upper limit of operating temperature of instrument: SD-2500=160℃/SD-2600=200℃/SD-2700：250℃
n-Propanol | C3H8O | 71-23-8 | C3H8O | HW | HW-6206 | Fixed | SD-2600 | 0～100%LEL | Upper limit of operating temperature of instrument: SD-2500=160℃/SD-2600=200℃/SD-2700：250℃
n-Propanol | C3H8O | 71-23-8 | C3H8O | HW | HW-6206 | Fixed | SD-2700 | 0～100%LEL | Upper limit of operating temperature of instrument: SD-2500=160℃/SD-2600=200℃/SD-2700：250℃
n-Propanol | C3H8O | 71-23-8 | C3H8O | HW | HW-6207 | Fixed | GD-A2400 | 0～100%LEL | Upper limit of operating temperature of instrument: GD-A2400=160℃
n-Propanol | C3H8O | 71-23-8 | C3H8O | HW | HW-6208 | Fixed | SD-2500 | 0～100%LEL | HW-6206 temperature sorted sensor, Upper limit of operating temperature of instrument: SD-2500=160℃/SD-2600=200℃/SD-2700：250℃
n-Propanol | C3H8O | 71-23-8 | C3H8O | HW | HW-6208 | Fixed | SD-2600 | 0～100%LEL | HW-6206 temperature sorted sensor, Upper limit of operating temperature of instrument: SD-2500=160℃/SD-2600=200℃/SD-2700：250℃
n-Propanol | C3H8O | 71-23-8 | C3H8O | HW | HW-6208 | Fixed | SD-2700 | 0～100%LEL | HW-6206 temperature sorted sensor, Upper limit of operating temperature of instrument: SD-2500=160℃/SD-2600=200℃/SD-2700：250℃
n-Propanol | C3H8O | 71-23-8 | C3H8O | HW | HW-6212 | Fixed | GD-A80-70series | 0～100%LEL
n-Propanol | C3H8O | 71-23-8 | C3H8O | SG | SG-8521 | Fixed | GD-A80Vseries | 0～200ppm/0～300ppm/0～500ppm/0～1000ppm/0～2000ppm/0～3000ppm/0～5000ppm
n-Propanol | C3H8O | 71-23-8 | C3H8O | SG | SG-8521 | Fixed | GD-D58・GHseries | 0～200ppm/0～300ppm/0～500ppm/0～1000ppm/0～2000ppm/0～3000ppm/0～5000ppm
n-Propanol | C3H8O | 71-23-8 | C3H8O | SG | SG-8521 | Fixed | SD-1GHseries | 0～200ppm/0～300ppm/0～500ppm/0～1000ppm/0～2000ppm/0～3000ppm/0～5000ppm
n-Propanol | C3H8O | 71-23-8 | C3H8O | SG | SG-8521 | Fixed | SD-D58・GHseries | 0～200ppm/0～300ppm/0～500ppm/0～1000ppm/0～2000ppm/0～3000ppm/0～5000ppm
n-Propyl acetate | ｎPAc | 109-60-4 | C5H10O2 | HW | HW-6211 | Fixed | SD-1(TYPE GP)series | ～100%LEL
n-Propyl acetate | ｎPAc | 109-60-4 | C5H10O2 | HW | HW-6211 | Fixed | SD-D58(TYPE GP)series | ～100%LEL
n-Propyl acetate | ｎPAc | 109-60-4 | C5H10O2 | HW | HW-6211/NC-6211 | Fixed | GD-A80series | ～100%LEL/～17000ppm
n-Propyl acetate | ｎPAc | 109-60-4 | C5H10O2 | HW | HW-6211/NC-6211 | Fixed | GD-D58(TYPE GP)series | ～100%LEL/～17000ppm
n-Propyl acetate | ｎPAc | 109-60-4 | C5H10O2 | HW | HW-6211/NC-6211 | Fixed | GD-D58(TYPE NC)series | ～100%LEL/～17000ppm
n-Propyl acetate | ｎPAc | 109-60-4 | C5H10O2 | HW | HW-6211/NC-6211 | Fixed | SD-1(TYPE NC)series | ～100%LEL/～17000ppm
n-Propyl acetate | ｎPAc | 109-60-4 | C5H10O2 | HW | HW-6211/NC-6211 | Fixed | SD-D58(TYPE NC)series | ～100%LEL/～17000ppm
N-Vinyl-2-pyrrolidone | C6H9NO | 88-12-0 | C6H9NO | SG | SG-8562 | Fixed | GD-A80Vseries | 0～100ppm
N-Vinyl-2-pyrrolidone | C6H9NO | 88-12-0 | C6H9NO | SG | SG-8562 | Fixed | GD-D58・GHseries | 0～100ppm
N-Vinyl-2-pyrrolidone | C6H9NO | 88-12-0 | C6H9NO | SG | SG-8562 | Fixed | SD-1GHseries | 0～100ppm
N-Vinyl-2-pyrrolidone | C6H9NO | 88-12-0 | C6H9NO | SG | SG-8562 | Fixed | SD-D58・GHseries | 0～100ppm
Octa-fluorocyclobutane | FC-C318 | 115-25-3 | C4F8 | RI | DE-2113-37 | Fixed | RI-257 | 0～5000ppm
Octafluorocyclopentene | C5F8 | 559-40-0 | C5F8 | ES | ESU-K235L | Fixed | TP-70DGⅡseries | 0～5ppm | Only for TP-70DGⅡ
Octafluorocyclopentene | C5F8 | 559-40-0 | C5F8 | SG | SGU-8521 | Fixed | GD-70Dseries | 0～2000ppm
Octafluorocyclopentene | C5F8 | 559-40-0 | C5F8 | SG | SGU-8521 | Fixed | TP-70D | 0～2000ppm
Octafluorocyclopentene | C5F8 | 559-40-0 | C5F8 | SG | SG-8521 | Fixed | GD-A80Vseries | 0～2000ppm/0～3000ppm/0～5000ppm
Octafluorocyclopentene | C5F8 | 559-40-0 | C5F8 | SG | SG-8521 | Fixed | GD-D58・GHseries | 0～2000ppm/0～3000ppm/0～5000ppm
Octafluorocyclopentene | C5F8 | 559-40-0 | C5F8 | SG | SG-8521 | Fixed | SD-1GHseries | 0～2000ppm/0～3000ppm/0～5000ppm
Octafluorocyclopentene | C5F8 | 559-40-0 | C5F8 | SG | SG-8521 | Fixed | SD-D58・GHseries | 0～2000ppm/0～3000ppm/0～5000ppm
Octafluoropropane | C3F8 | 76-19-7 | C3F8 | RI | DE-2113-37 | Fixed | RI-257 | 0～5000ppm
Octamethylcyclotetrasiloxane | OMCTS | 556-67-2 | C8H24O4Si4 | SS | SSU-1925 | Fixed | GD-70D+PLUseries | 0～3ppm | PLU-70 required
Octamethylcyclotetrasiloxane | OMCTS | 556-67-2 | C8H24O4Si4 | SS | SSU-1925 | Fixed | GD-70DG | 0～3ppm | PLU-70 required
Octamethylcyclotetrasiloxane | OMCTS | 556-67-2 | C8H24O4Si4 | RI | DE-2113-35 | Fixed | RI-257 | 0～1000ppm
OK73 thinner | OK-73 | - | - | SG | SGU-8521 | Fixed | GD-70Dseries | 0～1000ppm
OK73 thinner | OK-73 | - | - | SG | SGU-8521 | Fixed | TP-70D | 0～1000ppm
Oxygen | O2 | 7782-44-7 | O2 | OS | OS-BM2C | Portable | GX-2009 | 0～25vol%
Oxygen | O2 | 7782-44-7 | O2 | OS | OS-BM2C | Portable | GX-2012 | 0～25vol%
Oxygen | O2 | 7782-44-7 | O2 | OS | OS-BM2C | Portable | GX-2012GT | 0～25vol%
Oxygen | O2 | 7782-44-7 | O2 | OS | OS-BM2C | Portable | GX-6000 | 0～25vol%
Oxygen | O2 | 7782-44-7 | O2 | OS | OS-BM2C | Portable | OX-03 | 0～25vol%
Oxygen | O2 | 7782-44-7 | O2 | OS | OS-BM1 | Portable | GX-8000 | 0～25vol%
Oxygen | O2 | 7782-44-7 | O2 | OS | OS-BM1 | Portable | GX-8000(TYPE O2) | 0～25vol%
Oxygen | O2 | 7782-44-7 | O2 | OS | OS-BM1 | Portable | RX-8000 | 0～25vol%
Oxygen | O2 | 7782-44-7 | O2 | OS | OS-BM1 | Portable | RX-8500 | 0～25vol%
Oxygen | O2 | 7782-44-7 | O2 | OS | OS-BM1 | Portable | RX-8700 | 0～25vol%
Oxygen | O2 | 7782-44-7 | O2 | OS | OS-BM1 | Portable | CX-5 | 0～25vol%
Oxygen | O2 | 7782-44-7 | O2 | ES | ESU-X23 | Fixed | GD-70Dseries | 0～25vol%
Oxygen | O2 | 7782-44-7 | O2 | ES | ESU-X23 | Fixed | TP-70D | 0～25vol%
Oxygen | O2 | 7782-44-7 | O2 | OS | OSU-8078 | Fixed | GD-70Dseries | 0～5vol% | H-HH(standard)、L-LL、L-H
Oxygen | O2 | 7782-44-7 | O2 | OS | OSU-8078 | Fixed | TP-70D | 0～5vol% | H-HH(standard)、L-LL、L-H
Oxygen | O2 | 7782-44-7 | O2 | OS | OSU-8078 | Fixed | GD-70Dseries | 0‐25vol% | L-LL(standard)、L-H/Suppress：20.9±0.5
Oxygen | O2 | 7782-44-7 | O2 | OS | OSU-8078 | Fixed | TP-70D | 0‐25vol% | L-LL(standard)、L-H/Suppress：20.9±0.5
Oxygen | O2 | 7782-44-7 | O2 | OS | OSU-8078 | Fixed | GD-70Dseries | 0～50vol% | H-HH
Oxygen | O2 | 7782-44-7 | O2 | OS | OSU-8078 | Fixed | TP-70D | 0～50vol% | H-HH
Oxygen | O2 | 7782-44-7 | O2 | OS | OSU-8078 | Fixed | GD-70Dseries | 0～100vol% | H-HH
Oxygen | O2 | 7782-44-7 | O2 | OS | OSU-8078 | Fixed | TP-70D | 0～100vol% | H-HH
Oxygen | O2 | 7782-44-7 | O2 | OS | OSU-8078TF-A | Fixed | GD-70Dseries | 0‐25vol% | Against solvent
Oxygen | O2 | 7782-44-7 | O2 | OS | OSU-8078TF-A | Fixed | TP-70D | 0‐25vol% | Against solvent
Oxygen | O2 | 7782-44-7 | O2 | OS | OS-B11-A | Fixed | GD-F3A-Aseries | 0～5vol%/0～10vol%/0～25vol%
Oxygen | O2 | 7782-44-7 | O2 | OS | OS-B11-A | Fixed | GD-F4A-Aseries | 0～5vol%/0～10vol%/0～25vol%
Oxygen | O2 | 7782-44-7 | O2 | OS | OS-B11-A | Fixed | GD-F88Aiseries | 0～5vol%/0～10vol%/0～25vol%
Oxygen | O2 | 7782-44-7 | O2 | OS | OS-B11-A | Fixed | GD-F88Diseries | 0～5vol%/0～10vol%/0～25vol%
Oxygen | O2 | 7782-44-7 | O2 | OS | OS-B11TF-A | Fixed | GD-F3A-Aseries | 0～5vol%/0～10vol%/0～25vol% | Against solvent
Oxygen | O2 | 7782-44-7 | O2 | OS | OS-B11TF-A | Fixed | GD-F4A-Aseries | 0～5vol%/0～10vol%/0～25vol% | Against solvent
Oxygen | O2 | 7782-44-7 | O2 | OS | OS-B11TF-A | Fixed | GD-F88Aiseries | 0～5vol%/0～10vol%/0～25vol% | Against solvent
Oxygen | O2 | 7782-44-7 | O2 | OS | OS-B11TF-A | Fixed | GD-F88Diseries | 0～5vol%/0～10vol%/0～25vol% | Against solvent
Oxygen | O2 | 7782-44-7 | O2 | OS | OS-B11TFX-A | Fixed | GD-F3A-Aseries | 0～5vol%/0～10vol%/0～25vol% | Against solvent
Oxygen | O2 | 7782-44-7 | O2 | OS | OS-B11TFX-A | Fixed | GD-F4A-Aseries | 0～5vol%/0～10vol%/0～25vol% | Against solvent
Oxygen | O2 | 7782-44-7 | O2 | OS | OS-B11TFX-A | Fixed | GD-F88Aiseries | 0～5vol%/0～10vol%/0～25vol% | Against solvent
Oxygen | O2 | 7782-44-7 | O2 | OS | OS-B11TFX-A | Fixed | GD-F88Diseries | 0～5vol%/0～10vol%/0～25vol% | Against solvent
Oxygen | O2 | 7782-44-7 | O2 | OS | OS-B11E-A | Fixed | SD-1OXseries | 0～5vol%/0～10vol%/0～25vol%
Oxygen | O2 | 7782-44-7 | O2 | OS | OS-B11E-A | Fixed | SDWL-1OXseries | 0～5vol%/0～10vol%/0～25vol%
Oxygen | O2 | 7782-44-7 | O2 | OS | OS-B11TFE-A | Fixed | SD-1OXseries | 0～5vol%/0～10vol%/0～25vol% | Against solvent
Oxygen | O2 | 7782-44-7 | O2 | OS | OS-B11TFE-A | Fixed | SDWL-1OXseries | 0～5vol%/0～10vol%/0～25vol% | Against solvent
Oxygen | O2 | 7782-44-7 | O2 | OS | OS-B11TFXE-A | Fixed | SD-1OXseries | 0～5vol%/0～10vol%/0～25vol% | Against solvent
Oxygen | O2 | 7782-44-7 | O2 | OS | OS-B11TFXE-A | Fixed | SDWL-1OXseries | 0～5vol%/0～10vol%/0～25vol% | Against solvent
Ozone | O3 | 10028-15-6 | O3 | ES | ESM-K239C | Portable | SC-8000 | 0～1ppm
Ozone | O3 | 10028-15-6 | O3 | ES | ESU-K239C | Fixed | GD-70Dseries | 0～1ppm
Ozone | O3 | 10028-15-6 | O3 | ES | ESU-K239C | Fixed | TP-70D | 0～1ppm
Ozone | O3 | 10028-15-6 | O3 | ES | ESU-K239C-S | Fixed | GD-70Dseries | 0～0.6ppm
Ozone | O3 | 10028-15-6 | O3 | ES | ESU-K239C-S | Fixed | TP-70D | 0～0.6ppm
Ozone | O3 | 10028-15-6 | O3 | ES | ESU-K239CL-S | Fixed | GD-70Dseries | 0～0.6ppm | Sensor for low humidity/Range: ～62%RH
Ozone | O3 | 10028-15-6 | O3 | ES | ESU-K239CL-S | Fixed | TP-70D | 0～0.6ppm | Sensor for low humidity/Range: ～62%RH
Ozone | O3 | 10028-15-6 | O3 | ES | ESM-K239C | Fixed | GD-K88Aiseries | 0～1ppm
Ozone | O3 | 10028-15-6 | O3 | ES | ESM-K239C | Fixed | GD-K88Diseries | 0～1ppm
Ozone | O3 | 10028-15-6 | O3 | ES | ESM-K239C-S | Fixed | GD-K88Aiseries | 0～0.6ppm
Ozone | O3 | 10028-15-6 | O3 | ES | ESM-K239C-S | Fixed | GD-K88Diseries | 0～0.6ppm
Ozone | O3 | 10028-15-6 | O3 | ES | ESM-K239CL | Fixed | GD-K88Aiseries | 0～1ppm
Ozone | O3 | 10028-15-6 | O3 | ES | ESM-K239CL | Fixed | GD-K88Diseries | 0～1ppm
Ozone | O3 | 10028-15-6 | O3 | ES | ESM-K239CL-S | Fixed | GD-K88Aiseries | 0～0.6ppm | Sensor for low humidity/Range: ～62%RH
Ozone | O3 | 10028-15-6 | O3 | ES | ESM-K239CL-S | Fixed | GD-K88Diseries | 0～0.6ppm | Sensor for low humidity/Range: ～62%RH
Pentane | n-C5H12 | 109-66-0 | C5H12 | HW | NC-6215 | Portable | GP-1000(Specified cal.gas) | 0～100%LEL
Pentane | n-C5H12 | 109-66-0 | C5H12 | HW | HW-6211 | Fixed | SD-1(TYPE GP)series | ～100%LEL
Pentane | n-C5H12 | 109-66-0 | C5H12 | HW | HW-6211 | Fixed | SD-D58(TYPE GP)series | ～100%LEL
Pentane | n-C5H12 | 109-66-0 | C5H12 | HW | HW-6211/NC-6211 | Fixed | GD-A80series | ～100%LEL/～15000ppm
Pentane | n-C5H12 | 109-66-0 | C5H12 | HW | HW-6211/NC-6211 | Fixed | GD-D58(TYPE GP)series | ～100%LEL/～15000ppm
Pentane | n-C5H12 | 109-66-0 | C5H12 | HW | HW-6211/NC-6211 | Fixed | GD-D58(TYPE NC)series | ～100%LEL/～15000ppm
Pentane | n-C5H12 | 109-66-0 | C5H12 | HW | HW-6211/NC-6211 | Fixed | SD-1(TYPE NC)series | ～100%LEL/～15000ppm
Pentane | n-C5H12 | 109-66-0 | C5H12 | HW | HW-6211/NC-6211 | Fixed | SD-D58(TYPE NC)series | ～100%LEL/～15000ppm
Pentane | n-C5H12 | 109-66-0 | C5H12 | HW | HW-6206 | Fixed | SD-2500 | 0～100%LEL | Upper limit of operating temperature of instrument: SD-2500=160℃/SD-2600=200℃/SD-2700：250℃
Pentane | n-C5H12 | 109-66-0 | C5H12 | HW | HW-6206 | Fixed | SD-2600 | 0～100%LEL | Upper limit of operating temperature of instrument: SD-2500=160℃/SD-2600=200℃/SD-2700：250℃
Pentane | n-C5H12 | 109-66-0 | C5H12 | HW | HW-6206 | Fixed | SD-2700 | 0～100%LEL | Upper limit of operating temperature of instrument: SD-2500=160℃/SD-2600=200℃/SD-2700：250℃
Pentane | n-C5H12 | 109-66-0 | C5H12 | HW | HW-6207 | Fixed | GD-A2400 | 0～100%LEL | Upper limit of operating temperature of instrument: GD-A2400=160℃
Pentane | n-C5H12 | 109-66-0 | C5H12 | HW | HW-6208 | Fixed | SD-2500 | 0～100%LEL | HW-6206 temperature sorted sensor, Upper limit of operating temperature of instrument: SD-2500=160℃/SD-2600=200℃/SD-2700：250℃
Pentane | n-C5H12 | 109-66-0 | C5H12 | HW | HW-6208 | Fixed | SD-2600 | 0～100%LEL | HW-6206 temperature sorted sensor, Upper limit of operating temperature of instrument: SD-2500=160℃/SD-2600=200℃/SD-2700：250℃
Pentane | n-C5H12 | 109-66-0 | C5H12 | HW | HW-6208 | Fixed | SD-2700 | 0～100%LEL | HW-6206 temperature sorted sensor, Upper limit of operating temperature of instrument: SD-2500=160℃/SD-2600=200℃/SD-2700：250℃
Pentane | n-C5H12 | 109-66-0 | C5H12 | HW | HW-6212 | Fixed | GD-A80-70series | 0～100%LEL
Pentane | n-C5H12 | 109-66-0 | C5H12 | SG | SG-8511 | Fixed | GD-A80Vseries | 0～3000ppm/0～5000ppm
Pentane | n-C5H12 | 109-66-0 | C5H12 | SG | SG-8511 | Fixed | GD-D58・GHseries | 0～3000ppm/0～5000ppm
Pentane | n-C5H12 | 109-66-0 | C5H12 | SG | SG-8511 | Fixed | SD-1GHseries | 0～3000ppm/0～5000ppm
Pentane | n-C5H12 | 109-66-0 | C5H12 | SG | SG-8511 | Fixed | SD-D58・GHseries | 0～3000ppm/0～5000ppm
Pentane | n-C5H12 | 109-66-0 | C5H12 | SG | SG-8521 | Fixed | GD-A80Vseries | 0～300ppm/0～500ppm/0～1000ppm/0～2000ppm
Pentane | n-C5H12 | 109-66-0 | C5H12 | SG | SG-8521 | Fixed | GD-D58・GHseries | 0～300ppm/0～500ppm/0～1000ppm/0～2000ppm
Pentane | n-C5H12 | 109-66-0 | C5H12 | SG | SG-8521 | Fixed | SD-1GHseries | 0～300ppm/0～500ppm/0～1000ppm/0～2000ppm
Pentane | n-C5H12 | 109-66-0 | C5H12 | SG | SG-8521 | Fixed | SD-D58・GHseries | 0～300ppm/0～500ppm/0～1000ppm/0～2000ppm
Perfluoro(methyl vinyl ether) | PMVE | 1187-93-5 | C3OF6 | SG | SG-8511 | Fixed | GD-A80Vseries | 0～10000ppm
Perfluoro(methyl vinyl ether) | PMVE | 1187-93-5 | C3OF6 | SG | SG-8511 | Fixed | GD-D58・GHseries | 0～10000ppm
Perfluoro(methyl vinyl ether) | PMVE | 1187-93-5 | C3OF6 | SG | SG-8511 | Fixed | SD-1GHseries | 0～10000ppm
Perfluoro(methyl vinyl ether) | PMVE | 1187-93-5 | C3OF6 | SG | SG-8511 | Fixed | SD-D58・GHseries | 0～10000ppm
Phenol | C6H5OH | 108-95-2 | C6H6O | HW | HW-6206 | Fixed | SD-2500 | 0～100%LEL | Upper limit of operating temperature of instrument: SD-2500=160℃/SD-2600=200℃/SD-2700：250℃
Phenol | C6H5OH | 108-95-2 | C6H6O | HW | HW-6206 | Fixed | SD-2600 | 0～100%LEL | Upper limit of operating temperature of instrument: SD-2500=160℃/SD-2600=200℃/SD-2700：250℃
Phenol | C6H5OH | 108-95-2 | C6H6O | HW | HW-6206 | Fixed | SD-2700 | 0～100%LEL | Upper limit of operating temperature of instrument: SD-2500=160℃/SD-2600=200℃/SD-2700：250℃
Phenol | C6H5OH | 108-95-2 | C6H6O | HW | HW-6207 | Fixed | GD-A2400 | 0～100%LEL | Upper limit of operating temperature of instrument: GD-A2400=160℃
Phenol | C6H5OH | 108-95-2 | C6H6O | HW | HW-6208 | Fixed | SD-2500 | 0～100%LEL | HW-6206 temperature sorted sensor, Upper limit of operating temperature of instrument: SD-2500=160℃/SD-2600=200℃/SD-2700：250℃
Phenol | C6H5OH | 108-95-2 | C6H6O | HW | HW-6208 | Fixed | SD-2600 | 0～100%LEL | HW-6206 temperature sorted sensor, Upper limit of operating temperature of instrument: SD-2500=160℃/SD-2600=200℃/SD-2700：250℃
Phenol | C6H5OH | 108-95-2 | C6H6O | HW | HW-6208 | Fixed | SD-2700 | 0～100%LEL | HW-6206 temperature sorted sensor, Upper limit of operating temperature of instrument: SD-2500=160℃/SD-2600=200℃/SD-2700：250℃
Phenol | C6H5OH | 108-95-2 | C6H6O | HW | HW-6212 | Fixed | GD-A80-70series | 0～100%LEL
Phenol | C6H5OH | 108-95-2 | C6H6O | SG | SG-8521 | Fixed | GD-A80Vseries | 0～100ppm/0～200ppm/0～300ppm/0～500ppm/0～1000ppm/0～2000ppm
Phenol | C6H5OH | 108-95-2 | C6H6O | SG | SG-8521 | Fixed | GD-D58・GHseries | 0～100ppm/0～200ppm/0～300ppm/0～500ppm/0～1000ppm/0～2000ppm
Phenol | C6H5OH | 108-95-2 | C6H6O | SG | SG-8521 | Fixed | SD-1GHseries | 0～100ppm/0～200ppm/0～300ppm/0～500ppm/0～1000ppm/0～2000ppm
Phenol | C6H5OH | 108-95-2 | C6H6O | SG | SG-8521 | Fixed | SD-D58・GHseries | 0～100ppm/0～200ppm/0～300ppm/0～500ppm/0～1000ppm/0～2000ppm
Phosgene | COCL2 | 75-44-5 | COCL2 | ES | ESM-D25BY | Fixed | GD-K88Aiseries | 0～0.3ppm
Phosphine | PH3 | 7803-51-2 | PH3 | SH | SH-8662 | Portable | SP-220(TYPE FUM) | 0～4.5ppm
Phosphine | PH3 | 7803-51-2 | PH3 | SH | SH-8662 | Portable | SP-220(TYPE SC) | 0～2ppm
Phosphine | PH3 | 7803-51-2 | PH3 | ES | ESM-01DH | Portable | SC-01 | 0～1ppm
Phosphine | PH3 | 7803-51-2 | PH3 | ES | ESM-23DH | Portable | SC-8000 | 0～1ppm
Phosphine | PH3 | 7803-51-2 | PH3 | ES | ESM-23DH | Portable | SC-8000 | 0～10ppm
Phosphine | PH3 | 7803-51-2 | PH3 | ES | ESU-23DH | Fixed | GD-70Dseries | 0～1ppm
Phosphine | PH3 | 7803-51-2 | PH3 | ES | ESU-23DH | Fixed | TP-70D | 0～1ppm
Phosphine | PH3 | 7803-51-2 | PH3 | ES | ESU-23AH | Fixed | GD-70Dseries | 0～1ppm
Phosphine | PH3 | 7803-51-2 | PH3 | ES | ESU-23AH | Fixed | TP-70D | 0～1ppm
Phosphine | PH3 | 7803-51-2 | PH3 | ES | ESM-23AH | Fixed | GD-K88Aiseries | 0～1ppm
Phosphine | PH3 | 7803-51-2 | PH3 | ES | ESM-23AH | Fixed | GD-K88Diseries | 0～1ppm
Phosphine | PH3 | 7803-51-2 | PH3 | ES | ESM-23DH | Fixed | GD-K88Aiseries | 0～1ppm
Phosphine | PH3 | 7803-51-2 | PH3 | ES | ESM-23DH | Fixed | GD-K88Diseries | 0～1ppm
Phosphorus Trifluoride | PF3 | 7783-55-3 | PF3 | ES | ESU-23DH | Fixed | GD-70Dseries | 0～10ppm
Phosphorus Trifluoride | PF3 | 7783-55-3 | PF3 | ES | ESU-23DH | Fixed | TP-70D | 0～10ppm
Phosphorus Trifluoride | PF3 | 7783-55-3 | PF3 | ES | ESM-23DH | Fixed | GD-K88Aiseries | 0～10ppm
Phosphorus Trifluoride | PF3 | 7783-55-3 | PF3 | ES | ESM-23DH | Fixed | GD-K88Diseries | 0～10ppm
Propane | C3H8 | 74-98-6 | C3H8 | HW | NC-6215 | Portable | GP-1000(CH4) | 0～100%LEL
Propane | C3H8 | 74-98-6 | C3H8 | HW | NC-6307 | Portable | NC-1000(CH4) | 0～10000ppm
Propane | C3H8 | 74-98-6 | C3H8 | TE | TE-7515W | Portable | NP-1000(CH4) | 0～100vol%
Propane | C3H8 | 74-98-6 | C3H8 | SH | SH-8662 | Portable | SP-220(TYPE SC) | 0～20ppm
Propane | C3H8 | 74-98-6 | C3H8 | SH | SH-8661 | Portable | SP-220(TYPE F) | 0～10000ppm
Propane | C3H8 | 74-98-6 | C3H8 | SH | SH-8661 | Portable | SP-220(TYPE H2) | 0～10000ppm
Propane | C3H8 | 74-98-6 | C3H8 | SG | SGU-8511 | Fixed | GD-70Dseries | 0～2000ppm
Propane | C3H8 | 74-98-6 | C3H8 | SG | SGU-8511 | Fixed | TP-70D | 0～2000ppm
Propane | C3H8 | 74-98-6 | C3H8 | SG | SGU-8511 | Fixed | GD-70Dseries | 0～5000ppm
Propane | C3H8 | 74-98-6 | C3H8 | SG | SGU-8511 | Fixed | TP-70D | 0～5000ppm
Propane | C3H8 | 74-98-6 | C3H8 | SG | SGU-8582 | Fixed | GD-70Dseries | 0～2000ppm
Propane | C3H8 | 74-98-6 | C3H8 | SG | SGU-8582 | Fixed | TP-70D | 0～2000ppm
Propane | C3H8 | 74-98-6 | C3H8 | HW | NCU‐6211 | Fixed | GD-70Dseries | 0～100%LEL | Confirm that GD-70D is non-explosion proof
Propane | C3H8 | 74-98-6 | C3H8 | HW | NCU‐6211 | Fixed | TP-70D | 0～100%LEL | Confirm that GD-70D is non-explosion proof
Propane | C3H8 | 74-98-6 | C3H8 | RI | DE-2113-60 | Fixed | RI-557 | 0～20vol%
Propane | C3H8 | 74-98-6 | C3H8 | RI | DE-3315-2 | Fixed | SD-1RIseries | 0～100%LEL
Propane | C3H8 | 74-98-6 | C3H8 | HW | HW-6211 | Fixed | SD-1(TYPE GP)series | ～100%LEL
Propane | C3H8 | 74-98-6 | C3H8 | HW | HW-6211 | Fixed | SD-D58(TYPE GP)series | ～100%LEL
Propane | C3H8 | 74-98-6 | C3H8 | HW | HW-6211/NC-6211 | Fixed | GD-A80series | ～100%LEL/～20000ppm
Propane | C3H8 | 74-98-6 | C3H8 | HW | HW-6211/NC-6211 | Fixed | GD-D58(TYPE GP)series | ～100%LEL/～20000ppm
Propane | C3H8 | 74-98-6 | C3H8 | HW | HW-6211/NC-6211 | Fixed | GD-D58(TYPE NC)series | ～100%LEL/～20000ppm
Propane | C3H8 | 74-98-6 | C3H8 | HW | HW-6211/NC-6211 | Fixed | SD-1(TYPE NC)series | ～100%LEL/～20000ppm
Propane | C3H8 | 74-98-6 | C3H8 | HW | HW-6211/NC-6211 | Fixed | SD-D58(TYPE NC)series | ～100%LEL/～20000ppm
Propane | C3H8 | 74-98-6 | C3H8 | HW | HW-6213/NC-6213 | Fixed | GD-A80series | 0～100%LEL/0～20000ppm
Propane | C3H8 | 74-98-6 | C3H8 | HW | HW-6213/NC-6213 | Fixed | GD-D58(TYPE GP)series | 0～100%LEL/0～20000ppm
Propane | C3H8 | 74-98-6 | C3H8 | HW | HW-6213/NC-6213 | Fixed | GD-D58(TYPE NC)series | 0～100%LEL/0～20000ppm
Propane | C3H8 | 74-98-6 | C3H8 | HW | HW-6239 | Fixed | GD-A80-70series | 0～100%LEL
Propane | C3H8 | 74-98-6 | C3H8 | HW | HW-6239 | Fixed | SD-1(TYPE GP)series | 0～100%LEL
Propane | C3H8 | 74-98-6 | C3H8 | HW | HW-6239 | Fixed | SD-D58(TYPE GP)series | 0～100%LEL
Propane | C3H8 | 74-98-6 | C3H8 | HW | HW-6239/NC-6239 | Fixed | GD-A80series | 0～100%LEL/0～20000ppm
Propane | C3H8 | 74-98-6 | C3H8 | HW | HW-6239/NC-6239 | Fixed | GD-D58(TYPE GP)series | 0～100%LEL/0～20000ppm
Propane | C3H8 | 74-98-6 | C3H8 | HW | HW-6239/NC-6239 | Fixed | GD-D58(TYPE NC)series | 0～100%LEL/0～20000ppm
Propane | C3H8 | 74-98-6 | C3H8 | HW | HW-6239/NC-6239 | Fixed | SD-1(TYPE NC)series | 0～100%LEL/0～20000ppm
Propane | C3H8 | 74-98-6 | C3H8 | HW | HW-6239/NC-6239 | Fixed | SD-D58(TYPE NC)series | 0～100%LEL/0～20000ppm
Propane | C3H8 | 74-98-6 | C3H8 | HW | NC-6240A | Fixed | GD-A80series | 0～100%LEL/0～20000ppm
Propane | C3H8 | 74-98-6 | C3H8 | HW | NC-6240A | Fixed | GD-D58(TYPE NC)series | 0～100%LEL/0～20000ppm
Propane | C3H8 | 74-98-6 | C3H8 | HW | NC-6240A | Fixed | SD-1(TYPE NC)series | 0～100%LEL/0～20000ppm
Propane | C3H8 | 74-98-6 | C3H8 | HW | NC-6240A | Fixed | SD-D58(TYPE NC)series | 0～100%LEL/0～20000ppm
Propane | C3H8 | 74-98-6 | C3H8 | HW | NC-6245 | Fixed | GD-A80series | 0～100%LEL
Propane | C3H8 | 74-98-6 | C3H8 | HW | NC-6245 | Fixed | GD-D58(TYPE NC)series | 0～100%LEL
Propane | C3H8 | 74-98-6 | C3H8 | HW | NC-6245 | Fixed | SD-1(TYPE NC)series | 0～100%LEL
Propane | C3H8 | 74-98-6 | C3H8 | HW | NC-6245 | Fixed | SD-D58(TYPE NC)series | 0～100%LEL
Propane | C3H8 | 74-98-6 | C3H8 | HW | NC-6250 | Fixed | GD-A80series | 0～100%LEL/0～20000ppm
Propane | C3H8 | 74-98-6 | C3H8 | HW | NC-6250 | Fixed | GD-D58(TYPE NC)series | 0～100%LEL/0～20000ppm
Propane | C3H8 | 74-98-6 | C3H8 | HW | HW-6206 | Fixed | SD-2500 | 0～100%LEL | Upper limit of operating temperature of instrument: SD-2500=160℃/SD-2600=200℃/SD-2700：250℃
Propane | C3H8 | 74-98-6 | C3H8 | HW | HW-6206 | Fixed | SD-2600 | 0～100%LEL | Upper limit of operating temperature of instrument: SD-2500=160℃/SD-2600=200℃/SD-2700：250℃
Propane | C3H8 | 74-98-6 | C3H8 | HW | HW-6206 | Fixed | SD-2700 | 0～100%LEL | Upper limit of operating temperature of instrument: SD-2500=160℃/SD-2600=200℃/SD-2700：250℃
Propane | C3H8 | 74-98-6 | C3H8 | HW | HW-6207 | Fixed | GD-A2400 | 0～100%LEL | Upper limit of operating temperature of instrument: GD-A2400=160℃
Propane | C3H8 | 74-98-6 | C3H8 | HW | HW-6208 | Fixed | SD-2500 | 0～100%LEL | HW-6206 temperature sorted sensor, Upper limit of operating temperature of instrument: SD-2500=160℃/SD-2600=200℃/SD-2700：250℃
Propane | C3H8 | 74-98-6 | C3H8 | HW | HW-6208 | Fixed | SD-2600 | 0～100%LEL | HW-6206 temperature sorted sensor, Upper limit of operating temperature of instrument: SD-2500=160℃/SD-2600=200℃/SD-2700：250℃
Propane | C3H8 | 74-98-6 | C3H8 | HW | HW-6208 | Fixed | SD-2700 | 0～100%LEL | HW-6206 temperature sorted sensor, Upper limit of operating temperature of instrument: SD-2500=160℃/SD-2600=200℃/SD-2700：250℃
Propane | C3H8 | 74-98-6 | C3H8 | HW | HW-6212 | Fixed | GD-A80-70series | 0～100%LEL
Propane | C3H8 | 74-98-6 | C3H8 | SG | SG-8511 | Fixed | GD-A80Vseries | 0～2000ppm/0～3000ppm/0～5000ppm/0～10000ppm/0～20000ppm/0～50%LEL/0～100%LEL
Propane | C3H8 | 74-98-6 | C3H8 | SG | SG-8511 | Fixed | GD-D58・GHseries | 0～2000ppm/0～3000ppm/0～5000ppm/0～10000ppm/0～20000ppm/0～50%LEL/0～100%LEL
Propane | C3H8 | 74-98-6 | C3H8 | SG | SG-8511 | Fixed | SD-1GHseries | 0～2000ppm/0～3000ppm/0～5000ppm/0～10000ppm/0～20000ppm/0～50%LEL/0～100%LEL
Propane | C3H8 | 74-98-6 | C3H8 | SG | SG-8511 | Fixed | SD-D58・GHseries | 0～2000ppm/0～3000ppm/0～5000ppm/0～10000ppm/0～20000ppm/0～50%LEL/0～100%LEL
Propane | C3H8 | 74-98-6 | C3H8 | SG | SG-8521 | Fixed | GD-A80Vseries | ★0～500ppm/★0～1000ppm | ★Range easily affected by environmental conditions and other
Propane | C3H8 | 74-98-6 | C3H8 | SG | SG-8521 | Fixed | GD-D58・GHseries | ★0～500ppm/★0～1000ppm | ★Range easily affected by environmental conditions and other
Propane | C3H8 | 74-98-6 | C3H8 | SG | SG-8521 | Fixed | SD-1GHseries | ★0～500ppm/★0～1000ppm | ★Range easily affected by environmental conditions and other
Propane | C3H8 | 74-98-6 | C3H8 | SG | SG-8521 | Fixed | SD-D58・GHseries | ★0～500ppm/★0～1000ppm | ★Range easily affected by environmental conditions and other
Propane | C3H8 | 74-98-6 | C3H8 | SG | SG-8582 | Fixed | GD-A80Vseries | 0～100ppm/0～200ppm/0～300ppm/0～500ppm/0～1000ppm/0～2000ppm/0～3000ppm/0～5000ppm
Propane | C3H8 | 74-98-6 | C3H8 | SG | SG-8582 | Fixed | GD-D58・GHseries | 0～100ppm/0～200ppm/0～300ppm/0～500ppm/0～1000ppm/0～2000ppm/0～3000ppm/0～5000ppm
Propane | C3H8 | 74-98-6 | C3H8 | SG | SG-8582 | Fixed | SD-1GHseries | 0～100ppm/0～200ppm/0～300ppm/0～500ppm/0～1000ppm/0～2000ppm/0～3000ppm/0～5000ppm
Propane | C3H8 | 74-98-6 | C3H8 | SG | SG-8582 | Fixed | SD-D58・GHseries | 0～100ppm/0～200ppm/0～300ppm/0～500ppm/0～1000ppm/0～2000ppm/0～3000ppm/0～5000ppm
Propionaldehyde | C2H5CHO | 123-38-6 | C3H6O | HW | HW-6211 | Fixed | SD-1(TYPE GP)series | ～100%LEL
Propionaldehyde | C2H5CHO | 123-38-6 | C3H6O | HW | HW-6211 | Fixed | SD-D58(TYPE GP)series | ～100%LEL
Propionaldehyde | C2H5CHO | 123-38-6 | C3H6O | HW | HW-6211/NC-6211 | Fixed | GD-A80series | ～100%LEL/～23000ppm
Propionaldehyde | C2H5CHO | 123-38-6 | C3H6O | HW | HW-6211/NC-6211 | Fixed | GD-D58(TYPE GP)series | ～100%LEL/～23000ppm
Propionaldehyde | C2H5CHO | 123-38-6 | C3H6O | HW | HW-6211/NC-6211 | Fixed | GD-D58(TYPE NC)series | ～100%LEL/～23000ppm
Propionaldehyde | C2H5CHO | 123-38-6 | C3H6O | HW | HW-6211/NC-6211 | Fixed | SD-1(TYPE NC)series | ～100%LEL/～23000ppm
Propionaldehyde | C2H5CHO | 123-38-6 | C3H6O | HW | HW-6211/NC-6211 | Fixed | SD-D58(TYPE NC)series | ～100%LEL/～23000ppm
Propionic acid | Pacid | 79-09-4 | C3H6O2 | SG | SG-8562 | Fixed | GD-A80Vseries | 0～100ppm/0～200ppm/0～300ppm/0～500ppm/0～1000ppm/0～2000ppm
Propionic acid | Pacid | 79-09-4 | C3H6O2 | SG | SG-8562 | Fixed | GD-D58・GHseries | 0～100ppm/0～200ppm/0～300ppm/0～500ppm/0～1000ppm/0～2000ppm
Propionic acid | Pacid | 79-09-4 | C3H6O2 | SG | SG-8562 | Fixed | SD-1GHseries | 0～100ppm/0～200ppm/0～300ppm/0～500ppm/0～1000ppm/0～2000ppm
Propionic acid | Pacid | 79-09-4 | C3H6O2 | SG | SG-8562 | Fixed | SD-D58・GHseries | 0～100ppm/0～200ppm/0～300ppm/0～500ppm/0～1000ppm/0～2000ppm
Propionitrile | C3H5N | 107-12-0 | C3H5N | HW | HW-6211 | Fixed | SD-1(TYPE GP)series | ～100%LEL
Propionitrile | C3H5N | 107-12-0 | C3H5N | HW | HW-6211 | Fixed | SD-D58(TYPE GP)series | ～100%LEL
Propionitrile | C3H5N | 107-12-0 | C3H5N | HW | HW-6211/NC-6211 | Fixed | GD-A80series | ～100%LEL/～31000ppm
Propionitrile | C3H5N | 107-12-0 | C3H5N | HW | HW-6211/NC-6211 | Fixed | GD-D58(TYPE GP)series | ～100%LEL/～31000ppm
Propionitrile | C3H5N | 107-12-0 | C3H5N | HW | HW-6211/NC-6211 | Fixed | GD-D58(TYPE NC)series | ～100%LEL/～31000ppm
Propionitrile | C3H5N | 107-12-0 | C3H5N | HW | HW-6211/NC-6211 | Fixed | SD-1(TYPE NC)series | ～100%LEL/～31000ppm
Propionitrile | C3H5N | 107-12-0 | C3H5N | HW | HW-6211/NC-6211 | Fixed | SD-D58(TYPE NC)series | ～100%LEL/～31000ppm
Propylamine | nPA | 107-10-8 | C3H9N | HW | HW-6211 | Fixed | SD-1(TYPE GP)series | ～100%LEL
Propylamine | nPA | 107-10-8 | C3H9N | HW | HW-6211 | Fixed | SD-D58(TYPE GP)series | ～100%LEL
Propylamine | nPA | 107-10-8 | C3H9N | HW | HW-6211/NC-6211 | Fixed | GD-A80series | ～100%LEL/～20000ppm
Propylamine | nPA | 107-10-8 | C3H9N | HW | HW-6211/NC-6211 | Fixed | GD-D58(TYPE GP)series | ～100%LEL/～20000ppm
Propylamine | nPA | 107-10-8 | C3H9N | HW | HW-6211/NC-6211 | Fixed | GD-D58(TYPE NC)series | ～100%LEL/～20000ppm
Propylamine | nPA | 107-10-8 | C3H9N | HW | HW-6211/NC-6211 | Fixed | SD-1(TYPE NC)series | ～100%LEL/～20000ppm
Propylamine | nPA | 107-10-8 | C3H9N | HW | HW-6211/NC-6211 | Fixed | SD-D58(TYPE NC)series | ～100%LEL/～20000ppm
Propylene | C3H6 | 115-07-1 | C3H6 | HW | NC-6215 | Portable | GP-1000(HC/CH4) | 0～100%LEL
Propylene | C3H6 | 115-07-1 | C3H6 | HW | NC-6307 | Portable | NC-1000(HC/CH4) | 0～10000ppm
Propylene | C3H6 | 115-07-1 | C3H6 | SH | SH-8661 | Portable | SP-220(TYPE H2) | 0～10000ppm
Propylene | C3H6 | 115-07-1 | C3H6 | SG | SGU-8511 | Fixed | GD-70Dseries | 0～2000ppm
Propylene | C3H6 | 115-07-1 | C3H6 | SG | SGU-8511 | Fixed | TP-70D | 0～2000ppm
Propylene | C3H6 | 115-07-1 | C3H6 | SG | SGU-8521 | Fixed | GD-70Dseries | 0～2000ppm
Propylene | C3H6 | 115-07-1 | C3H6 | SG | SGU-8521 | Fixed | TP-70D | 0～2000ppm
Propylene | C3H6 | 115-07-1 | C3H6 | SG | SGU-8511 | Fixed | GD-70Dseries | 0～5000ppm
Propylene | C3H6 | 115-07-1 | C3H6 | SG | SGU-8511 | Fixed | TP-70D | 0～5000ppm
Propylene | C3H6 | 115-07-1 | C3H6 | HW | NCU‐6211 | Fixed | GD-70Dseries | 0～100%LEL | Confirm that GD-70D is non-explosion proof
Propylene | C3H6 | 115-07-1 | C3H6 | HW | NCU‐6211 | Fixed | TP-70D | 0～100%LEL | Confirm that GD-70D is non-explosion proof
Propylene | C3H6 | 115-07-1 | C3H6 | HW | HW-6211 | Fixed | SD-1(TYPE GP)series | ～100%LEL
Propylene | C3H6 | 115-07-1 | C3H6 | HW | HW-6211 | Fixed | SD-D58(TYPE GP)series | ～100%LEL
Propylene | C3H6 | 115-07-1 | C3H6 | HW | HW-6211/NC-6211 | Fixed | GD-A80series | ～100%LEL/～20000ppm
Propylene | C3H6 | 115-07-1 | C3H6 | HW | HW-6211/NC-6211 | Fixed | GD-D58(TYPE GP)series | ～100%LEL/～20000ppm
Propylene | C3H6 | 115-07-1 | C3H6 | HW | HW-6211/NC-6211 | Fixed | GD-D58(TYPE NC)series | ～100%LEL/～20000ppm
Propylene | C3H6 | 115-07-1 | C3H6 | HW | HW-6211/NC-6211 | Fixed | SD-1(TYPE NC)series | ～100%LEL/～20000ppm
Propylene | C3H6 | 115-07-1 | C3H6 | HW | HW-6211/NC-6211 | Fixed | SD-D58(TYPE NC)series | ～100%LEL/～20000ppm
Propylene | C3H6 | 115-07-1 | C3H6 | HW | HW-6239 | Fixed | GD-A80-70series | 0～100%LEL
Propylene | C3H6 | 115-07-1 | C3H6 | HW | HW-6239 | Fixed | SD-1(TYPE GP)series | 0～100%LEL
Propylene | C3H6 | 115-07-1 | C3H6 | HW | HW-6239 | Fixed | SD-D58(TYPE GP)series | 0～100%LEL
Propylene | C3H6 | 115-07-1 | C3H6 | HW | HW-6239/NC-6239 | Fixed | GD-A80series | 0～100%LEL/0～20000ppm
Propylene | C3H6 | 115-07-1 | C3H6 | HW | HW-6239/NC-6239 | Fixed | GD-D58(TYPE GP)series | 0～100%LEL/0～20000ppm
Propylene | C3H6 | 115-07-1 | C3H6 | HW | HW-6239/NC-6239 | Fixed | GD-D58(TYPE NC)series | 0～100%LEL/0～20000ppm
Propylene | C3H6 | 115-07-1 | C3H6 | HW | HW-6239/NC-6239 | Fixed | SD-1(TYPE NC)series | 0～100%LEL/0～20000ppm
Propylene | C3H6 | 115-07-1 | C3H6 | HW | HW-6239/NC-6239 | Fixed | SD-D58(TYPE NC)series | 0～100%LEL/0～20000ppm
Propylene | C3H6 | 115-07-1 | C3H6 | SG | SG-8511 | Fixed | GD-A80Vseries | 0～2000ppm/0～3000ppm/0～5000ppm/0～100%LEL
Propylene | C3H6 | 115-07-1 | C3H6 | SG | SG-8511 | Fixed | GD-D58・GHseries | 0～2000ppm/0～3000ppm/0～5000ppm/0～100%LEL
Propylene | C3H6 | 115-07-1 | C3H6 | SG | SG-8511 | Fixed | SD-1GHseries | 0～2000ppm/0～3000ppm/0～5000ppm/0～100%LEL
Propylene | C3H6 | 115-07-1 | C3H6 | SG | SG-8511 | Fixed | SD-D58・GHseries | 0～2000ppm/0～3000ppm/0～5000ppm/0～100%LEL
Propylene | C3H6 | 115-07-1 | C3H6 | SG | SG-8521 | Fixed | GD-A80Vseries | 0～100ppm/0～200ppm/0～300ppm/0～500ppm/0～1000ppm
Propylene | C3H6 | 115-07-1 | C3H6 | SG | SG-8521 | Fixed | GD-D58・GHseries | 0～100ppm/0～200ppm/0～300ppm/0～500ppm/0～1000ppm
Propylene | C3H6 | 115-07-1 | C3H6 | SG | SG-8521 | Fixed | SD-1GHseries | 0～100ppm/0～200ppm/0～300ppm/0～500ppm/0～1000ppm
Propylene | C3H6 | 115-07-1 | C3H6 | SG | SG-8521 | Fixed | SD-D58・GHseries | 0～100ppm/0～200ppm/0～300ppm/0～500ppm/0～1000ppm
Propylene carbonate | PC | 108-32-7 | C4H6O3 | HW | HW-6206 | Fixed | SD-2500 | 0～100%LEL | Upper limit of operating temperature of instrument: SD-2500=160℃/SD-2600=200℃/SD-2700：250℃
Propylene carbonate | PC | 108-32-7 | C4H6O3 | HW | HW-6206 | Fixed | SD-2600 | 0～100%LEL | Upper limit of operating temperature of instrument: SD-2500=160℃/SD-2600=200℃/SD-2700：250℃
Propylene carbonate | PC | 108-32-7 | C4H6O3 | HW | HW-6206 | Fixed | SD-2700 | 0～100%LEL | Upper limit of operating temperature of instrument: SD-2500=160℃/SD-2600=200℃/SD-2700：250℃
Propylene carbonate | PC | 108-32-7 | C4H6O3 | HW | HW-6207 | Fixed | GD-A2400 | 0～100%LEL | Upper limit of operating temperature of instrument: GD-A2400=160℃
Propylene carbonate | PC | 108-32-7 | C4H6O3 | HW | HW-6208 | Fixed | SD-2500 | 0～100%LEL | HW-6206 temperature sorted sensor, Upper limit of operating temperature of instrument: SD-2500=160℃/SD-2600=200℃/SD-2700：250℃
Propylene carbonate | PC | 108-32-7 | C4H6O3 | HW | HW-6208 | Fixed | SD-2600 | 0～100%LEL | HW-6206 temperature sorted sensor, Upper limit of operating temperature of instrument: SD-2500=160℃/SD-2600=200℃/SD-2700：250℃
Propylene carbonate | PC | 108-32-7 | C4H6O3 | HW | HW-6208 | Fixed | SD-2700 | 0～100%LEL | HW-6206 temperature sorted sensor, Upper limit of operating temperature of instrument: SD-2500=160℃/SD-2600=200℃/SD-2700：250℃
Propylene Glycol | PGLY | 57-55-6 | C3H8O2 | HW | HW-6206 | Fixed | SD-2500 | 0～100%LEL | Upper limit of operating temperature of instrument: SD-2500=160℃/SD-2600=200℃/SD-2700：250℃
Propylene Glycol | PGLY | 57-55-6 | C3H8O2 | HW | HW-6206 | Fixed | SD-2600 | 0～100%LEL | Upper limit of operating temperature of instrument: SD-2500=160℃/SD-2600=200℃/SD-2700：250℃
Propylene Glycol | PGLY | 57-55-6 | C3H8O2 | HW | HW-6206 | Fixed | SD-2700 | 0～100%LEL | Upper limit of operating temperature of instrument: SD-2500=160℃/SD-2600=200℃/SD-2700：250℃
Propylene Glycol | PGLY | 57-55-6 | C3H8O2 | HW | HW-6207 | Fixed | GD-A2400 | 0～100%LEL | Upper limit of operating temperature of instrument: GD-A2400=160℃
Propylene Glycol | PGLY | 57-55-6 | C3H8O2 | HW | HW-6208 | Fixed | SD-2500 | 0～100%LEL | HW-6206 temperature sorted sensor, Upper limit of operating temperature of instrument: SD-2500=160℃/SD-2600=200℃/SD-2700：250℃
Propylene Glycol | PGLY | 57-55-6 | C3H8O2 | HW | HW-6208 | Fixed | SD-2600 | 0～100%LEL | HW-6206 temperature sorted sensor, Upper limit of operating temperature of instrument: SD-2500=160℃/SD-2600=200℃/SD-2700：250℃
Propylene Glycol | PGLY | 57-55-6 | C3H8O2 | HW | HW-6208 | Fixed | SD-2700 | 0～100%LEL | HW-6206 temperature sorted sensor, Upper limit of operating temperature of instrument: SD-2500=160℃/SD-2600=200℃/SD-2700：250℃
Propylene Glycol | PGLY | 57-55-6 | C3H8O2 | HW | HW-6212 | Fixed | GD-A80-70series | 0～100%LEL
Propylene Glycol | PGLY | 57-55-6 | C3H8O2 | SG | SG-8521 | Fixed | GD-A80Vseries | 0～200ppm
Propylene Glycol | PGLY | 57-55-6 | C3H8O2 | SG | SG-8521 | Fixed | GD-D58・GHseries | 0～200ppm
Propylene Glycol | PGLY | 57-55-6 | C3H8O2 | SG | SG-8521 | Fixed | SD-1GHseries | 0～200ppm
Propylene Glycol | PGLY | 57-55-6 | C3H8O2 | SG | SG-8521 | Fixed | SD-D58・GHseries | 0～200ppm
Propylene Glycol Butyl Ether | C7H16O2 | 29387-86-8 | C7H16O2 | HW | HW-6206 | Fixed | SD-2500 | 0～100%LEL | Upper limit of operating temperature of instrument: SD-2500=160℃/SD-2600=200℃/SD-2700：250℃
Propylene Glycol Butyl Ether | C7H16O2 | 29387-86-8 | C7H16O2 | HW | HW-6206 | Fixed | SD-2600 | 0～100%LEL | Upper limit of operating temperature of instrument: SD-2500=160℃/SD-2600=200℃/SD-2700：250℃
Propylene Glycol Butyl Ether | C7H16O2 | 29387-86-8 | C7H16O2 | HW | HW-6206 | Fixed | SD-2700 | 0～100%LEL | Upper limit of operating temperature of instrument: SD-2500=160℃/SD-2600=200℃/SD-2700：250℃
Propylene Glycol Butyl Ether | C7H16O2 | 29387-86-8 | C7H16O2 | HW | HW-6207 | Fixed | GD-A2400 | 0～100%LEL | Upper limit of operating temperature of instrument: GD-A2400=160℃
Propylene Glycol Butyl Ether | C7H16O2 | 29387-86-8 | C7H16O2 | HW | HW-6208 | Fixed | SD-2500 | 0～100%LEL | HW-6206 temperature sorted sensor, Upper limit of operating temperature of instrument: SD-2500=160℃/SD-2600=200℃/SD-2700：250℃
Propylene Glycol Butyl Ether | C7H16O2 | 29387-86-8 | C7H16O2 | HW | HW-6208 | Fixed | SD-2600 | 0～100%LEL | HW-6206 temperature sorted sensor, Upper limit of operating temperature of instrument: SD-2500=160℃/SD-2600=200℃/SD-2700：250℃
Propylene Glycol Butyl Ether | C7H16O2 | 29387-86-8 | C7H16O2 | HW | HW-6208 | Fixed | SD-2700 | 0～100%LEL | HW-6206 temperature sorted sensor, Upper limit of operating temperature of instrument: SD-2500=160℃/SD-2600=200℃/SD-2700：250℃
Propylene Glycol Butyl Ether | C7H16O2 | 29387-86-8 | C7H16O2 | HW | HW-6212 | Fixed | GD-A80-70series | 0～100%LEL
Propylene Glycol Butyl Ether | C7H16O2 | 29387-86-8 | C7H16O2 | SG | SG-8521 | Fixed | GD-A80Vseries | 0～100ppm/0～200ppm/0～300ppm/0～500ppm/0～1000ppm/0～2000ppm
Propylene Glycol Butyl Ether | C7H16O2 | 29387-86-8 | C7H16O2 | SG | SG-8521 | Fixed | GD-D58・GHseries | 0～100ppm/0～200ppm/0～300ppm/0～500ppm/0～1000ppm/0～2000ppm
Propylene Glycol Butyl Ether | C7H16O2 | 29387-86-8 | C7H16O2 | SG | SG-8521 | Fixed | SD-1GHseries | 0～100ppm/0～200ppm/0～300ppm/0～500ppm/0～1000ppm/0～2000ppm
Propylene Glycol Butyl Ether | C7H16O2 | 29387-86-8 | C7H16O2 | SG | SG-8521 | Fixed | SD-D58・GHseries | 0～100ppm/0～200ppm/0～300ppm/0～500ppm/0～1000ppm/0～2000ppm
Propylene Glycol Monoethyl Ether | PGMEE | 1569-02-4 | C5H12O2 | HW | HW-6211 | Fixed | SD-1(TYPE GP)series | ～100%LEL
Propylene Glycol Monoethyl Ether | PGMEE | 1569-02-4 | C5H12O2 | HW | HW-6211 | Fixed | SD-D58(TYPE GP)series | ～100%LEL
Propylene Glycol Monoethyl Ether | PGMEE | 1569-02-4 | C5H12O2 | HW | HW-6211/NC-6211 | Fixed | GD-A80series | ～100%LEL/～13000ppm
Propylene Glycol Monoethyl Ether | PGMEE | 1569-02-4 | C5H12O2 | HW | HW-6211/NC-6211 | Fixed | GD-D58(TYPE GP)series | ～100%LEL/～13000ppm
Propylene Glycol Monoethyl Ether | PGMEE | 1569-02-4 | C5H12O2 | HW | HW-6211/NC-6211 | Fixed | GD-D58(TYPE NC)series | ～100%LEL/～13000ppm
Propylene Glycol Monoethyl Ether | PGMEE | 1569-02-4 | C5H12O2 | HW | HW-6211/NC-6211 | Fixed | SD-1(TYPE NC)series | ～100%LEL/～13000ppm
Propylene Glycol Monoethyl Ether | PGMEE | 1569-02-4 | C5H12O2 | HW | HW-6211/NC-6211 | Fixed | SD-D58(TYPE NC)series | ～100%LEL/～13000ppm
Propylene Glycol Monoethyl Ether | PGMEE | 1569-02-4 | C5H12O2 | SG | SG-8521 | Fixed | GD-A80Vseries | 0～50ppm/0～100ppm/0～200ppm/0～300ppm/0～500ppm/0～1000ppm
Propylene Glycol Monoethyl Ether | PGMEE | 1569-02-4 | C5H12O2 | SG | SG-8521 | Fixed | GD-D58・GHseries | 0～50ppm/0～100ppm/0～200ppm/0～300ppm/0～500ppm/0～1000ppm
Propylene Glycol Monoethyl Ether | PGMEE | 1569-02-4 | C5H12O2 | SG | SG-8521 | Fixed | SD-1GHseries | 0～50ppm/0～100ppm/0～200ppm/0～300ppm/0～500ppm/0～1000ppm
Propylene Glycol Monoethyl Ether | PGMEE | 1569-02-4 | C5H12O2 | SG | SG-8521 | Fixed | SD-D58・GHseries | 0～50ppm/0～100ppm/0～200ppm/0～300ppm/0～500ppm/0～1000ppm
Propylene Glycol Monomethyl Ether | PGMME | 107-98-2 | C4H10O2 | SG | SGU-8511 | Fixed | GD-70Dseries | 0～2000ppm
Propylene Glycol Monomethyl Ether | PGMME | 107-98-2 | C4H10O2 | SG | SGU-8511 | Fixed | TP-70D | 0～2000ppm
Propylene Glycol Monomethyl Ether | PGMME | 107-98-2 | C4H10O2 | HW | HW-6211 | Fixed | SD-1(TYPE GP)series | ～100%LEL
Propylene Glycol Monomethyl Ether | PGMME | 107-98-2 | C4H10O2 | HW | HW-6211 | Fixed | SD-D58(TYPE GP)series | ～100%LEL
Propylene Glycol Monomethyl Ether | PGMME | 107-98-2 | C4H10O2 | HW | HW-6211/NC-6211 | Fixed | GD-A80series | ～100%LEL/～16000ppm
Propylene Glycol Monomethyl Ether | PGMME | 107-98-2 | C4H10O2 | HW | HW-6211/NC-6211 | Fixed | GD-D58(TYPE GP)series | ～100%LEL/～16000ppm
Propylene Glycol Monomethyl Ether | PGMME | 107-98-2 | C4H10O2 | HW | HW-6211/NC-6211 | Fixed | GD-D58(TYPE NC)series | ～100%LEL/～16000ppm
Propylene Glycol Monomethyl Ether | PGMME | 107-98-2 | C4H10O2 | HW | HW-6211/NC-6211 | Fixed | SD-1(TYPE NC)series | ～100%LEL/～16000ppm
Propylene Glycol Monomethyl Ether | PGMME | 107-98-2 | C4H10O2 | HW | HW-6211/NC-6211 | Fixed | SD-D58(TYPE NC)series | ～100%LEL/～16000ppm
Propylene Glycol Monomethyl Ether | PGMME | 107-98-2 | C4H10O2 | HW | HW-6206 | Fixed | SD-2500 | 0～100%LEL | Upper limit of operating temperature of instrument: SD-2500=160℃/SD-2600=200℃/SD-2700：250℃
Propylene Glycol Monomethyl Ether | PGMME | 107-98-2 | C4H10O2 | HW | HW-6206 | Fixed | SD-2600 | 0～100%LEL | Upper limit of operating temperature of instrument: SD-2500=160℃/SD-2600=200℃/SD-2700：250℃
Propylene Glycol Monomethyl Ether | PGMME | 107-98-2 | C4H10O2 | HW | HW-6206 | Fixed | SD-2700 | 0～100%LEL | Upper limit of operating temperature of instrument: SD-2500=160℃/SD-2600=200℃/SD-2700：250℃
Propylene Glycol Monomethyl Ether | PGMME | 107-98-2 | C4H10O2 | HW | HW-6207 | Fixed | GD-A2400 | 0～100%LEL | Upper limit of operating temperature of instrument: GD-A2400=160℃
Propylene Glycol Monomethyl Ether | PGMME | 107-98-2 | C4H10O2 | HW | HW-6208 | Fixed | SD-2500 | 0～100%LEL | HW-6206 temperature sorted sensor, Upper limit of operating temperature of instrument: SD-2500=160℃/SD-2600=200℃/SD-2700：250℃
Propylene Glycol Monomethyl Ether | PGMME | 107-98-2 | C4H10O2 | HW | HW-6208 | Fixed | SD-2600 | 0～100%LEL | HW-6206 temperature sorted sensor, Upper limit of operating temperature of instrument: SD-2500=160℃/SD-2600=200℃/SD-2700：250℃
Propylene Glycol Monomethyl Ether | PGMME | 107-98-2 | C4H10O2 | HW | HW-6208 | Fixed | SD-2700 | 0～100%LEL | HW-6206 temperature sorted sensor, Upper limit of operating temperature of instrument: SD-2500=160℃/SD-2600=200℃/SD-2700：250℃
Propylene Glycol Monomethyl Ether | PGMME | 107-98-2 | C4H10O2 | HW | HW-6212 | Fixed | GD-A80-70series | 0～100%LEL
Propylene Glycol Monomethyl Ether | PGMME | 107-98-2 | C4H10O2 | HW | HW-6206 | Fixed | SD-2500 | 0～100%LEL | Upper limit of operating temperature of instrument: SD-2500=160℃/SD-2600=200℃/SD-2700：250℃
Propylene Glycol Monomethyl Ether | PGMME | 107-98-2 | C4H10O2 | HW | HW-6206 | Fixed | SD-2600 | 0～100%LEL | Upper limit of operating temperature of instrument: SD-2500=160℃/SD-2600=200℃/SD-2700：250℃
Propylene Glycol Monomethyl Ether | PGMME | 107-98-2 | C4H10O2 | HW | HW-6206 | Fixed | SD-2700 | 0～100%LEL | Upper limit of operating temperature of instrument: SD-2500=160℃/SD-2600=200℃/SD-2700：250℃
Propylene Glycol Monomethyl Ether | PGMME | 107-98-2 | C4H10O2 | HW | HW-6207 | Fixed | GD-A2400 | 0～100%LEL | Upper limit of operating temperature of instrument: GD-A2400=160℃
Propylene Glycol Monomethyl Ether | PGMME | 107-98-2 | C4H10O2 | HW | HW-6208 | Fixed | SD-2500 | 0～100%LEL | HW-6206 temperature sorted sensor, Upper limit of operating temperature of instrument: SD-2500=160℃/SD-2600=200℃/SD-2700：250℃
Propylene Glycol Monomethyl Ether | PGMME | 107-98-2 | C4H10O2 | HW | HW-6208 | Fixed | SD-2600 | 0～100%LEL | HW-6206 temperature sorted sensor, Upper limit of operating temperature of instrument: SD-2500=160℃/SD-2600=200℃/SD-2700：250℃
Propylene Glycol Monomethyl Ether | PGMME | 107-98-2 | C4H10O2 | HW | HW-6208 | Fixed | SD-2700 | 0～100%LEL | HW-6206 temperature sorted sensor, Upper limit of operating temperature of instrument: SD-2500=160℃/SD-2600=200℃/SD-2700：250℃
Propylene Glycol Monomethyl Ether | PGMME | 107-98-2 | C4H10O2 | HW | HW-6212 | Fixed | GD-A80-70series | 0～100%LEL
Propylene Glycol Monomethyl Ether | PGMME | 107-98-2 | C4H10O2 | SG | SG-8511 | Fixed | GD-A80Vseries | 0～1000ppm/0～2000ppm/0～3000ppm/0～5000ppm
Propylene Glycol Monomethyl Ether | PGMME | 107-98-2 | C4H10O2 | SG | SG-8511 | Fixed | GD-D58・GHseries | 0～1000ppm/0～2000ppm/0～3000ppm/0～5000ppm
Propylene Glycol Monomethyl Ether | PGMME | 107-98-2 | C4H10O2 | SG | SG-8511 | Fixed | SD-1GHseries | 0～1000ppm/0～2000ppm/0～3000ppm/0～5000ppm
Propylene Glycol Monomethyl Ether | PGMME | 107-98-2 | C4H10O2 | SG | SG-8511 | Fixed | SD-D58・GHseries | 0～1000ppm/0～2000ppm/0～3000ppm/0～5000ppm
Propylene Glycol Monomethyl Ether | PGMME | 107-98-2 | C4H10O2 | SG | SG-8521 | Fixed | GD-A80Vseries | 0～50ppm/0～100ppm/0～200ppm/0～300ppm/0～500ppm
Propylene Glycol Monomethyl Ether | PGMME | 107-98-2 | C4H10O2 | SG | SG-8521 | Fixed | GD-D58・GHseries | 0～50ppm/0～100ppm/0～200ppm/0～300ppm/0～500ppm
Propylene Glycol Monomethyl Ether | PGMME | 107-98-2 | C4H10O2 | SG | SG-8521 | Fixed | SD-1GHseries | 0～50ppm/0～100ppm/0～200ppm/0～300ppm/0～500ppm
Propylene Glycol Monomethyl Ether | PGMME | 107-98-2 | C4H10O2 | SG | SG-8521 | Fixed | SD-D58・GHseries | 0～50ppm/0～100ppm/0～200ppm/0～300ppm/0～500ppm
Propylene Glycol Monomethyl Ether Acetate | PGMMEAc | 108-65-6 | C6H12O3 | SG | SGU-8521 | Fixed | GD-70Dseries | 0～2000ppm
Propylene Glycol Monomethyl Ether Acetate | PGMMEAc | 108-65-6 | C6H12O3 | SG | SGU-8521 | Fixed | TP-70D | 0～2000ppm
Propylene Glycol Monomethyl Ether Acetate | PGMMEAc | 108-65-6 | C6H12O3 | RI | DE-3315-2 | Fixed | SD-1RIseries | 0～100%LEL
Propylene Glycol Monomethyl Ether Acetate | PGMMEAc | 108-65-6 | C6H12O3 | HW | HW-6211 | Fixed | SD-1(TYPE GP)series | ～100%LEL
Propylene Glycol Monomethyl Ether Acetate | PGMMEAc | 108-65-6 | C6H12O3 | HW | HW-6211 | Fixed | SD-D58(TYPE GP)series | ～100%LEL
Propylene Glycol Monomethyl Ether Acetate | PGMMEAc | 108-65-6 | C6H12O3 | HW | HW-6211/NC-6211 | Fixed | GD-A80series | ～100%LEL/～15000ppm
Propylene Glycol Monomethyl Ether Acetate | PGMMEAc | 108-65-6 | C6H12O3 | HW | HW-6211/NC-6211 | Fixed | GD-D58(TYPE GP)series | ～100%LEL/～15000ppm
Propylene Glycol Monomethyl Ether Acetate | PGMMEAc | 108-65-6 | C6H12O3 | HW | HW-6211/NC-6211 | Fixed | GD-D58(TYPE NC)series | ～100%LEL/～15000ppm
Propylene Glycol Monomethyl Ether Acetate | PGMMEAc | 108-65-6 | C6H12O3 | HW | HW-6211/NC-6211 | Fixed | SD-1(TYPE NC)series | ～100%LEL/～15000ppm
Propylene Glycol Monomethyl Ether Acetate | PGMMEAc | 108-65-6 | C6H12O3 | HW | HW-6211/NC-6211 | Fixed | SD-D58(TYPE NC)series | ～100%LEL/～15000ppm
Propylene Glycol Monomethyl Ether Acetate | PGMMEAc | 108-65-6 | C6H12O3 | HW | HW-6206 | Fixed | SD-2500 | 0～100%LEL | Upper limit of operating temperature of instrument: SD-2500=160℃/SD-2600=200℃/SD-2700：250℃
Propylene Glycol Monomethyl Ether Acetate | PGMMEAc | 108-65-6 | C6H12O3 | HW | HW-6206 | Fixed | SD-2600 | 0～100%LEL | Upper limit of operating temperature of instrument: SD-2500=160℃/SD-2600=200℃/SD-2700：250℃
Propylene Glycol Monomethyl Ether Acetate | PGMMEAc | 108-65-6 | C6H12O3 | HW | HW-6206 | Fixed | SD-2700 | 0～100%LEL | Upper limit of operating temperature of instrument: SD-2500=160℃/SD-2600=200℃/SD-2700：250℃
Propylene Glycol Monomethyl Ether Acetate | PGMMEAc | 108-65-6 | C6H12O3 | HW | HW-6207 | Fixed | GD-A2400 | 0～100%LEL | Upper limit of operating temperature of instrument: GD-A2400=160℃
Propylene Glycol Monomethyl Ether Acetate | PGMMEAc | 108-65-6 | C6H12O3 | HW | HW-6208 | Fixed | SD-2500 | 0～100%LEL | HW-6206 temperature sorted sensor, Upper limit of operating temperature of instrument: SD-2500=160℃/SD-2600=200℃/SD-2700：250℃
Propylene Glycol Monomethyl Ether Acetate | PGMMEAc | 108-65-6 | C6H12O3 | HW | HW-6208 | Fixed | SD-2600 | 0～100%LEL | HW-6206 temperature sorted sensor, Upper limit of operating temperature of instrument: SD-2500=160℃/SD-2600=200℃/SD-2700：250℃
Propylene Glycol Monomethyl Ether Acetate | PGMMEAc | 108-65-6 | C6H12O3 | HW | HW-6208 | Fixed | SD-2700 | 0～100%LEL | HW-6206 temperature sorted sensor, Upper limit of operating temperature of instrument: SD-2500=160℃/SD-2600=200℃/SD-2700：250℃
Propylene Glycol Monomethyl Ether Acetate | PGMMEAc | 108-65-6 | C6H12O3 | HW | HW-6212 | Fixed | GD-A80-70series | 0～100%LEL
Propylene Glycol Monomethyl Ether Acetate | PGMMEAc | 108-65-6 | C6H12O3 | SG | SG-8521 | Fixed | GD-A80Vseries | 0～100ppm/0～200ppm/0～300ppm/0～500ppm/0～1000ppm/0～2000ppm
Propylene Glycol Monomethyl Ether Acetate | PGMMEAc | 108-65-6 | C6H12O3 | SG | SG-8521 | Fixed | GD-D58・GHseries | 0～100ppm/0～200ppm/0～300ppm/0～500ppm/0～1000ppm/0～2000ppm
Propylene Glycol Monomethyl Ether Acetate | PGMMEAc | 108-65-6 | C6H12O3 | SG | SG-8521 | Fixed | SD-1GHseries | 0～100ppm/0～200ppm/0～300ppm/0～500ppm/0～1000ppm/0～2000ppm
Propylene Glycol Monomethyl Ether Acetate | PGMMEAc | 108-65-6 | C6H12O3 | SG | SG-8521 | Fixed | SD-D58・GHseries | 0～100ppm/0～200ppm/0～300ppm/0～500ppm/0～1000ppm/0～2000ppm
Propylene oxide | PO | 75-56-9 | C3H6O | HW | NC-6215 | Portable | GP-1000(Specified cal.gas) | 0～100%LEL
Propylene oxide | PO | 75-56-9 | C3H6O | RI | DE-3315-2 | Fixed | SD-1RIseries | 0～100%LEL
Propylene oxide | PO | 75-56-9 | C3H6O | HW | HW-6211 | Fixed | SD-1(TYPE GP)series | ～100%LEL
Propylene oxide | PO | 75-56-9 | C3H6O | HW | HW-6211 | Fixed | SD-D58(TYPE GP)series | ～100%LEL
Propylene oxide | PO | 75-56-9 | C3H6O | HW | HW-6211/NC-6211 | Fixed | GD-A80series | ～100%LEL/～28000ppm
Propylene oxide | PO | 75-56-9 | C3H6O | HW | HW-6211/NC-6211 | Fixed | GD-D58(TYPE GP)series | ～100%LEL/～28000ppm
Propylene oxide | PO | 75-56-9 | C3H6O | HW | HW-6211/NC-6211 | Fixed | GD-D58(TYPE NC)series | ～100%LEL/～28000ppm
Propylene oxide | PO | 75-56-9 | C3H6O | HW | HW-6211/NC-6211 | Fixed | SD-1(TYPE NC)series | ～100%LEL/～28000ppm
Propylene oxide | PO | 75-56-9 | C3H6O | HW | HW-6211/NC-6211 | Fixed | SD-D58(TYPE NC)series | ～100%LEL/～28000ppm
Propylene oxide | PO | 75-56-9 | C3H6O | HW | NC-6240A | Fixed | GD-A80series | 0～100%LEL/0～28000ppm
Propylene oxide | PO | 75-56-9 | C3H6O | HW | NC-6240A | Fixed | GD-D58(TYPE NC)series | 0～100%LEL/0～28000ppm
Propylene oxide | PO | 75-56-9 | C3H6O | HW | NC-6240A | Fixed | SD-1(TYPE NC)series | 0～100%LEL/0～28000ppm
Propylene oxide | PO | 75-56-9 | C3H6O | HW | NC-6240A | Fixed | SD-D58(TYPE NC)series | 0～100%LEL/0～28000ppm
Propylene oxide | PO | 75-56-9 | C3H6O | HW | NC-6245 | Fixed | GD-A80series | 0～100%LEL
Propylene oxide | PO | 75-56-9 | C3H6O | HW | NC-6245 | Fixed | GD-D58(TYPE NC)series | 0～100%LEL
Propylene oxide | PO | 75-56-9 | C3H6O | HW | NC-6245 | Fixed | SD-1(TYPE NC)series | 0～100%LEL
Propylene oxide | PO | 75-56-9 | C3H6O | HW | NC-6245 | Fixed | SD-D58(TYPE NC)series | 0～100%LEL
Propylene oxide | PO | 75-56-9 | C3H6O | SG | SG-8511 | Fixed | GD-A80Vseries | 0～2000ppm/0～3000ppm/0～5000ppm/0～10000ppm/0～20000ppm/0～50%LEL/0～100%LEL
Propylene oxide | PO | 75-56-9 | C3H6O | SG | SG-8511 | Fixed | GD-D58・GHseries | 0～2000ppm/0～3000ppm/0～5000ppm/0～10000ppm/0～20000ppm/0～50%LEL/0～100%LEL
Propylene oxide | PO | 75-56-9 | C3H6O | SG | SG-8511 | Fixed | SD-1GHseries | 0～2000ppm/0～3000ppm/0～5000ppm/0～10000ppm/0～20000ppm/0～50%LEL/0～100%LEL
Propylene oxide | PO | 75-56-9 | C3H6O | SG | SG-8511 | Fixed | SD-D58・GHseries | 0～2000ppm/0～3000ppm/0～5000ppm/0～10000ppm/0～20000ppm/0～50%LEL/0～100%LEL
Propylene oxide | PO | 75-56-9 | C3H6O | SG | SG-8521 | Fixed | GD-A80Vseries | 0～180ppm/0～300ppm/0～500ppm/0～1000ppm
Propylene oxide | PO | 75-56-9 | C3H6O | SG | SG-8521 | Fixed | GD-D58・GHseries | 0～180ppm/0～300ppm/0～500ppm/0～1000ppm
Propylene oxide | PO | 75-56-9 | C3H6O | SG | SG-8521 | Fixed | SD-1GHseries | 0～180ppm/0～300ppm/0～500ppm/0～1000ppm
Propylene oxide | PO | 75-56-9 | C3H6O | SG | SG-8521 | Fixed | SD-D58・GHseries | 0～180ppm/0～300ppm/0～500ppm/0～1000ppm
Propylene oxide | PO | 75-56-9 | C3H6O | SG | SG-8521 | Fixed | GD-A80Vseries | 0～100ppm/0～200ppm
Propylene oxide | PO | 75-56-9 | C3H6O | SG | SG-8521 | Fixed | GD-D58・GHseries | 0～100ppm/0～200ppm
Propylene oxide | PO | 75-56-9 | C3H6O | SG | SG-8521 | Fixed | SD-1GHseries | 0～100ppm/0～200ppm
Propylene oxide | PO | 75-56-9 | C3H6O | SG | SG-8521 | Fixed | SD-D58・GHseries | 0～100ppm/0～200ppm
Propylene oxide | PO | 75-56-9 | C3H6O | SG | SG-8563 | Fixed | GD-A80Vseries | 0～10ppm/0～20ppm/0～30ppm/0～50ppm/0～100ppm/0～150ppm/0～200ppm
Propylene oxide | PO | 75-56-9 | C3H6O | SG | SG-8563 | Fixed | GD-D58・GHseries | 0～10ppm/0～20ppm/0～30ppm/0～50ppm/0～100ppm/0～150ppm/0～200ppm
Propylene oxide | PO | 75-56-9 | C3H6O | SG | SG-8563 | Fixed | SD-1GHseries | 0～10ppm/0～20ppm/0～30ppm/0～50ppm/0～100ppm/0～150ppm/0～200ppm
Propylene oxide | PO | 75-56-9 | C3H6O | SG | SG-8563 | Fixed | SD-D58・GHseries | 0～10ppm/0～20ppm/0～30ppm/0～50ppm/0～100ppm/0～150ppm/0～200ppm
Pyridine | C5H5N | 110-86-1 | C5H5N | SG | SGU-8521 | Fixed | GD-70Dseries | 0～50ppm
Pyridine | C5H5N | 110-86-1 | C5H5N | SG | SGU-8521 | Fixed | TP-70D | 0～50ppm
Pyridine | C5H5N | 110-86-1 | C5H5N | SG | SGU-8521 | Fixed | GD-70Dseries | 0～500ppm
Pyridine | C5H5N | 110-86-1 | C5H5N | SG | SGU-8521 | Fixed | TP-70D | 0～500ppm
Pyridine | C5H5N | 110-86-1 | C5H5N | HW | HW-6211 | Fixed | SD-1(TYPE GP)series | ～100%LEL
Pyridine | C5H5N | 110-86-1 | C5H5N | HW | HW-6211 | Fixed | SD-D58(TYPE GP)series | ～100%LEL
Pyridine | C5H5N | 110-86-1 | C5H5N | HW | HW-6211/NC-6211 | Fixed | GD-A80series | ～100%LEL/～18000ppm
Pyridine | C5H5N | 110-86-1 | C5H5N | HW | HW-6211/NC-6211 | Fixed | GD-D58(TYPE GP)series | ～100%LEL/～18000ppm
Pyridine | C5H5N | 110-86-1 | C5H5N | HW | HW-6211/NC-6211 | Fixed | GD-D58(TYPE NC)series | ～100%LEL/～18000ppm
Pyridine | C5H5N | 110-86-1 | C5H5N | HW | HW-6211/NC-6211 | Fixed | SD-1(TYPE NC)series | ～100%LEL/～18000ppm
Pyridine | C5H5N | 110-86-1 | C5H5N | HW | HW-6211/NC-6211 | Fixed | SD-D58(TYPE NC)series | ～100%LEL/～18000ppm
Pyridine | C5H5N | 110-86-1 | C5H5N | SG | SG-8521 | Fixed | GD-A80Vseries | 0～50ppm/0～100ppm/0～200ppm/0～300ppm/0～500ppm
Pyridine | C5H5N | 110-86-1 | C5H5N | SG | SG-8521 | Fixed | GD-D58・GHseries | 0～50ppm/0～100ppm/0～200ppm/0～300ppm/0～500ppm
Pyridine | C5H5N | 110-86-1 | C5H5N | SG | SG-8521 | Fixed | SD-1GHseries | 0～50ppm/0～100ppm/0～200ppm/0～300ppm/0～500ppm
Pyridine | C5H5N | 110-86-1 | C5H5N | SG | SG-8521 | Fixed | SD-D58・GHseries | 0～50ppm/0～100ppm/0～200ppm/0～300ppm/0～500ppm
R-113E | R-113E | - | - | SG | SG-8513 | Fixed | GD-A80Vseries | 0～300ppm/0～500ppm/0～1000ppm/0～2000ppm/0～3000ppm/0～5000ppm
R-113E | R-113E | - | - | SG | SG-8513 | Fixed | GD-D58・GHseries | 0～300ppm/0～500ppm/0～1000ppm/0～2000ppm/0～3000ppm/0～5000ppm
R-113E | R-113E | - | - | SG | SG-8513 | Fixed | SD-1GHseries | 0～300ppm/0～500ppm/0～1000ppm/0～2000ppm/0～3000ppm/0～5000ppm
R-113E | R-113E | - | - | SG | SG-8513 | Fixed | SD-D58・GHseries | 0～300ppm/0～500ppm/0～1000ppm/0～2000ppm/0～3000ppm/0～5000ppm
R-318 | R-318 | - | C4F8CL2 | RI | DE-2113-35 | Fixed | RI-257 | 0～2vol%
R-404A | R-404A | - | - | SH | SH-8662 | Portable | SP-220(TYPE SC) | 0～50ppm
R-404A | R-404A | - | - | SH | SH-8661 | Portable | SP-220(TYPE F) | 0～5000ppm
R-404A | R-404A | - | - | RI | DE-2113-35 | Fixed | RI-257 | 0～5000ppm
R-404A | R-404A | - | - | SG | SG-8521 | Fixed | GD-A80Vseries | 0～2000ppm/0～3000ppm/0～5000ppm
R-404A | R-404A | - | - | SG | SG-8521 | Fixed | GD-D58・GHseries | 0～2000ppm/0～3000ppm/0～5000ppm
R-404A | R-404A | - | - | SG | SG-8521 | Fixed | SD-1GHseries | 0～2000ppm/0～3000ppm/0～5000ppm
R-404A | R-404A | - | - | SG | SG-8521 | Fixed | SD-D58・GHseries | 0～2000ppm/0～3000ppm/0～5000ppm
R-407A | R-407A | - | - | SH | SH-8661 | Portable | SP-220(TYPE F) | 0～5000ppm
R-407C | R-407C | - | - | SH | SH-8662 | Portable | SP-220(TYPE SC) | 0～50ppm
R-407C | R-407C | - | - | SH | SH-8661 | Portable | SP-220(TYPE F) | 0～10000ppm
R-407C | R-407C | - | - | RI | DE-2113-35 | Fixed | RI-257 | 0～5000ppm
R-407C | R-407C | - | - | SG | SG-8521 | Fixed | GD-A80Vseries | 0～2000ppm/0～3000ppm/0～5000ppm
R-407C | R-407C | - | - | SG | SG-8521 | Fixed | GD-D58・GHseries | 0～2000ppm/0～3000ppm/0～5000ppm
R-407C | R-407C | - | - | SG | SG-8521 | Fixed | SD-1GHseries | 0～2000ppm/0～3000ppm/0～5000ppm
R-407C | R-407C | - | - | SG | SG-8521 | Fixed | SD-D58・GHseries | 0～2000ppm/0～3000ppm/0～5000ppm
R-407E | R-407E | - | - | SG | SGU-8521 | Fixed | GD-70Dseries | 0～5000ppm
R-407E | R-407E | - | - | SG | SGU-8521 | Fixed | TP-70D | 0～5000ppm
R-407E | R-407E | - | - | SG | SG-8521 | Fixed | GD-A80Vseries | 0～2000ppm/0～3000ppm/0～5000ppm
R-407E | R-407E | - | - | SG | SG-8521 | Fixed | GD-D58・GHseries | 0～2000ppm/0～3000ppm/0～5000ppm
R-407E | R-407E | - | - | SG | SG-8521 | Fixed | SD-1GHseries | 0～2000ppm/0～3000ppm/0～5000ppm
R-407E | R-407E | - | - | SG | SG-8521 | Fixed | SD-D58・GHseries | 0～2000ppm/0～3000ppm/0～5000ppm
R-410A | R-410A | - | - | SH | SH-8662 | Portable | SP-220(TYPE SC) | 0～50ppm
R-410A | R-410A | - | - | SH | SH-8661 | Portable | SP-220(TYPE F) | 0～10000ppm
R-410A | R-410A | - | - | SG | SGU-8521 | Fixed | GD-70Dseries | 0～5000ppm
R-410A | R-410A | - | - | SG | SGU-8521 | Fixed | TP-70D | 0～5000ppm
R-410A | R-410A | - | - | RI | DE-2113-35 | Fixed | RI-257 | 0～5000ppm
R-410A | R-410A | - | - | SG | SG-8521 | Fixed | GD-A80Vseries | 0～5000ppm
R-410A | R-410A | - | - | SG | SG-8521 | Fixed | GD-D58・GHseries | 0～5000ppm
R-410A | R-410A | - | - | SG | SG-8521 | Fixed | SD-1GHseries | 0～5000ppm
R-410A | R-410A | - | - | SG | SG-8521 | Fixed | SD-D58・GHseries | 0～5000ppm
R-417A | R-417A | - | - | SG | SG-8521 | Fixed | GD-A80Vseries | 0～20000ppm/0～30000ppm/0～50000ppm
R-417A | R-417A | - | - | SG | SG-8521 | Fixed | GD-D58・GHseries | 0～20000ppm/0～30000ppm/0～50000ppm
R-417A | R-417A | - | - | SG | SG-8521 | Fixed | SD-1GHseries | 0～20000ppm/0～30000ppm/0～50000ppm
R-417A | R-417A | - | - | SG | SG-8521 | Fixed | SD-D58・GHseries | 0～20000ppm/0～30000ppm/0～50000ppm
R-422A | R-422A | - | - | SG | SG-8521 | Fixed | GD-A80Vseries | 0～30000ppm/0～50000ppm
R-422A | R-422A | - | - | SG | SG-8521 | Fixed | GD-D58・GHseries | 0～30000ppm/0～50000ppm
R-422A | R-422A | - | - | SG | SG-8521 | Fixed | SD-1GHseries | 0～30000ppm/0～50000ppm
R-422A | R-422A | - | - | SG | SG-8521 | Fixed | SD-D58・GHseries | 0～30000ppm/0～50000ppm
R-454C | R-454C | - | - | SG | SG-8511 | Fixed | GD-A80Vseries | 0～3000ppm/0～5000ppm/0～10000ppm/0～20000ppm
R-454C | R-454C | - | - | SG | SG-8511 | Fixed | GD-D58・GHseries | 0～3000ppm/0～5000ppm/0～10000ppm/0～20000ppm
R-454C | R-454C | - | - | SG | SG-8511 | Fixed | SD-1GHseries | 0～3000ppm/0～5000ppm/0～10000ppm/0～20000ppm
R-454C | R-454C | - | - | SG | SG-8511 | Fixed | SD-D58・GHseries | 0～3000ppm/0～5000ppm/0～10000ppm/0～20000ppm
R-454C | R-454C | - | - | SG | SG-8521 | Fixed | GD-A80Vseries | 0～200ppm/0～300ppm/0～500ppm/0～1000ppm/0～2000ppm
R-454C | R-454C | - | - | SG | SG-8521 | Fixed | GD-D58・GHseries | 0～200ppm/0～300ppm/0～500ppm/0～1000ppm/0～2000ppm
R-454C | R-454C | - | - | SG | SG-8521 | Fixed | SD-1GHseries | 0～200ppm/0～300ppm/0～500ppm/0～1000ppm/0～2000ppm
R-454C | R-454C | - | - | SG | SG-8521 | Fixed | SD-D58・GHseries | 0～200ppm/0～300ppm/0～500ppm/0～1000ppm/0～2000ppm
R-502 | R-502 | - | - | RI | DE-2113-35 | Fixed | RI-257 | 0～5000ppm
R-502 | R-502 | - | - | SG | SG-8513 | Fixed | GD-A80Vseries | 0～500ppm/0～1000ppm/0～2000ppm/0～3000ppm/0～5000ppm/0～10000ppm
R-502 | R-502 | - | - | SG | SG-8513 | Fixed | GD-D58・GHseries | 0～500ppm/0～1000ppm/0～2000ppm/0～3000ppm/0～5000ppm/0～10000ppm
R-502 | R-502 | - | - | SG | SG-8513 | Fixed | SD-1GHseries | 0～500ppm/0～1000ppm/0～2000ppm/0～3000ppm/0～5000ppm/0～10000ppm
R-502 | R-502 | - | - | SG | SG-8513 | Fixed | SD-D58・GHseries | 0～500ppm/0～1000ppm/0～2000ppm/0～3000ppm/0～5000ppm/0～10000ppm
R-507A | R-507A | - | - | SH | SH-8661 | Portable | SP-220(TYPE F) | 0～2000ppm
R-507A | R-507A | - | - | SG | SG-8562 | Fixed | GD-A80Vseries | 0～1000ppm/0～2000ppm/0～3000ppm/0～5000ppm
R-507A | R-507A | - | - | SG | SG-8562 | Fixed | GD-D58・GHseries | 0～1000ppm/0～2000ppm/0～3000ppm/0～5000ppm
R-507A | R-507A | - | - | SG | SG-8562 | Fixed | SD-1GHseries | 0～1000ppm/0～2000ppm/0～3000ppm/0～5000ppm
R-507A | R-507A | - | - | SG | SG-8562 | Fixed | SD-D58・GHseries | 0～1000ppm/0～2000ppm/0～3000ppm/0～5000ppm
Silane | SiH4 | 7803-62-5 | SiH4 | SH | SH-8662 | Portable | SP-220(TYPE SC) | 0～0.5ppm
Silane | SiH4 | 7803-62-5 | SiH4 | ES | ESM-23DH | Portable | SC-8000 | 0～15ppm
Silane | SiH4 | 7803-62-5 | SiH4 | ES | ESU-23DH | Fixed | GD-70Dseries | 0～15ppm
Silane | SiH4 | 7803-62-5 | SiH4 | ES | ESU-23DH | Fixed | TP-70D | 0～15ppm
Silane | SiH4 | 7803-62-5 | SiH4 | ES | ESU-23AH | Fixed | GD-70Dseries | 0～15ppm
Silane | SiH4 | 7803-62-5 | SiH4 | ES | ESU-23AH | Fixed | TP-70D | 0～15ppm
Silane | SiH4 | 7803-62-5 | SiH4 | ES | ESM-23AH | Fixed | GD-K88Aiseries | 0～15ppm
Silane | SiH4 | 7803-62-5 | SiH4 | ES | ESM-23AH | Fixed | GD-K88Diseries | 0～15ppm
Silane | SiH4 | 7803-62-5 | SiH4 | ES | ESM-23AH-S | Fixed | GD-K88Aiseries | 0～15ppm
Silane | SiH4 | 7803-62-5 | SiH4 | ES | ESM-23AH-S | Fixed | GD-K88Diseries | 0～15ppm
Silane | SiH4 | 7803-62-5 | SiH4 | ES | ESM-23DH | Fixed | GD-K88Aiseries | 0～15ppm
Silane | SiH4 | 7803-62-5 | SiH4 | ES | ESM-23DH | Fixed | GD-K88Diseries | 0～15ppm
Silicon Dioxide | SiO2 | 7631-86-9 | SiO2 | SS | SSU-1925 | Fixed | GD-70Dseries | 0～10mg/m3 | Only show if gas is existing or not(No concentratuion displayed)/Unavailable with dust filter
Styrene | C8H8 | 100-42-5 | C8H8 | HW | NC-6307 | Portable | NC-1000(Specified cal. Gas) | 0～10000ppm
Styrene | C8H8 | 100-42-5 | C8H8 | HW | HW-6211 | Fixed | SD-1(TYPE GP)series | ～100%LEL
Styrene | C8H8 | 100-42-5 | C8H8 | HW | HW-6211 | Fixed | SD-D58(TYPE GP)series | ～100%LEL
Styrene | C8H8 | 100-42-5 | C8H8 | HW | HW-6211/NC-6211 | Fixed | GD-A80series | ～100%LEL/～11000ppm
Styrene | C8H8 | 100-42-5 | C8H8 | HW | HW-6211/NC-6211 | Fixed | GD-D58(TYPE GP)series | ～100%LEL/～11000ppm
Styrene | C8H8 | 100-42-5 | C8H8 | HW | HW-6211/NC-6211 | Fixed | GD-D58(TYPE NC)series | ～100%LEL/～11000ppm
Styrene | C8H8 | 100-42-5 | C8H8 | HW | HW-6211/NC-6211 | Fixed | SD-1(TYPE NC)series | ～100%LEL/～11000ppm
Styrene | C8H8 | 100-42-5 | C8H8 | HW | HW-6211/NC-6211 | Fixed | SD-D58(TYPE NC)series | ～100%LEL/～11000ppm
Styrene | C8H8 | 100-42-5 | C8H8 | HW | HW-6213/NC-6213 | Fixed | GD-A80series | 0～100%LEL/0～11000ppm
Styrene | C8H8 | 100-42-5 | C8H8 | HW | HW-6213/NC-6213 | Fixed | GD-D58(TYPE GP)series | 0～100%LEL/0～11000ppm
Styrene | C8H8 | 100-42-5 | C8H8 | HW | HW-6213/NC-6213 | Fixed | GD-D58(TYPE NC)series | 0～100%LEL/0～11000ppm
Styrene | C8H8 | 100-42-5 | C8H8 | HW | HW-6206 | Fixed | SD-2500 | 0～100%LEL | Upper limit of operating temperature of instrument: SD-2500=160℃/SD-2600=200℃/SD-2700：250℃
Styrene | C8H8 | 100-42-5 | C8H8 | HW | HW-6206 | Fixed | SD-2600 | 0～100%LEL | Upper limit of operating temperature of instrument: SD-2500=160℃/SD-2600=200℃/SD-2700：250℃
Styrene | C8H8 | 100-42-5 | C8H8 | HW | HW-6206 | Fixed | SD-2700 | 0～100%LEL | Upper limit of operating temperature of instrument: SD-2500=160℃/SD-2600=200℃/SD-2700：250℃
Styrene | C8H8 | 100-42-5 | C8H8 | HW | HW-6207 | Fixed | GD-A2400 | 0～100%LEL | Upper limit of operating temperature of instrument: GD-A2400=160℃
Styrene | C8H8 | 100-42-5 | C8H8 | HW | HW-6208 | Fixed | SD-2500 | 0～100%LEL | HW-6206 temperature sorted sensor, Upper limit of operating temperature of instrument: SD-2500=160℃/SD-2600=200℃/SD-2700：250℃
Styrene | C8H8 | 100-42-5 | C8H8 | HW | HW-6208 | Fixed | SD-2600 | 0～100%LEL | HW-6206 temperature sorted sensor, Upper limit of operating temperature of instrument: SD-2500=160℃/SD-2600=200℃/SD-2700：250℃
Styrene | C8H8 | 100-42-5 | C8H8 | HW | HW-6208 | Fixed | SD-2700 | 0～100%LEL | HW-6206 temperature sorted sensor, Upper limit of operating temperature of instrument: SD-2500=160℃/SD-2600=200℃/SD-2700：250℃
Styrene | C8H8 | 100-42-5 | C8H8 | HW | HW-6212 | Fixed | GD-A80-70series | 0～100%LEL
Styrene | C8H8 | 100-42-5 | C8H8 | SG | SG-8521 | Fixed | GD-A80Vseries | 0～100ppm/0～200ppm/0～300ppm/0～500ppm/0～1000ppm/0～2000ppm
Styrene | C8H8 | 100-42-5 | C8H8 | SG | SG-8521 | Fixed | GD-D58・GHseries | 0～100ppm/0～200ppm/0～300ppm/0～500ppm/0～1000ppm/0～2000ppm
Styrene | C8H8 | 100-42-5 | C8H8 | SG | SG-8521 | Fixed | SD-1GHseries | 0～100ppm/0～200ppm/0～300ppm/0～500ppm/0～1000ppm/0～2000ppm
Styrene | C8H8 | 100-42-5 | C8H8 | SG | SG-8521 | Fixed | SD-D58・GHseries | 0～100ppm/0～200ppm/0～300ppm/0～500ppm/0～1000ppm/0～2000ppm
Sulfur dioxide | SO2 | 7446-09-5 | SO2 | ES | ES-1828 | Portable | GX-2009 | 0～20ppm
Sulfur dioxide | SO2 | 7446-09-5 | SO2 | SH | SH-8662 | Portable | SP-220(TYPE SC) | 0～1ppm
Sulfur dioxide | SO2 | 7446-09-5 | SO2 | ES | ESS-03DH | Portable | GX-6000 | 0～99.9ppm
Sulfur dioxide | SO2 | 7446-09-5 | SO2 | ES | ESM-01DH-D | Portable | SC-01 | 0～6ppm
Sulfur dioxide | SO2 | 7446-09-5 | SO2 | ES | ESM-238 | Portable | SC-8000 | 0～6ppm
Sulfur dioxide | SO2 | 7446-09-5 | SO2 | ES | ESM-238 | Portable | SC-8000 | 0～30ppm
Sulfur dioxide | SO2 | 7446-09-5 | SO2 | ES | ESU-238 | Fixed | GD-70Dseries | 0～6ppm
Sulfur dioxide | SO2 | 7446-09-5 | SO2 | ES | ESU-238 | Fixed | TP-70D | 0～6ppm
Sulfur dioxide | SO2 | 7446-09-5 | SO2 | ES | ESM-238 | Fixed | GD-K88Aiseries | 0～6ppm
Sulfur dioxide | SO2 | 7446-09-5 | SO2 | ES | ESM-238 | Fixed | GD-K88Diseries | 0～6ppm
Sulfur dioxide | SO2 | 7446-09-5 | SO2 | ES | ESM-238 | Fixed | GD-K88Aiseries | 0～30ppm
Sulfur dioxide | SO2 | 7446-09-5 | SO2 | ES | ESM-238 | Fixed | GD-K88Diseries | 0～30ppm
Sulfur dioxide | SO2 | 7446-09-5 | SO2 | ES | ESM-23E | Fixed | GD-K88Aiseries | 0～30ppm
Sulfur dioxide | SO2 | 7446-09-5 | SO2 | ES | ESM-23E | Fixed | GD-K88Diseries | 0～30ppm
Sulfur dioxide | SO2 | 7446-09-5 | SO2 | SG | SG-8511 | Fixed | GD-A80Vseries | 0～500ppm
Sulfur dioxide | SO2 | 7446-09-5 | SO2 | SG | SG-8511 | Fixed | GD-D58・GHseries | 0～500ppm
Sulfur dioxide | SO2 | 7446-09-5 | SO2 | SG | SG-8511 | Fixed | SD-1GHseries | 0～500ppm
Sulfur dioxide | SO2 | 7446-09-5 | SO2 | SG | SG-8511 | Fixed | SD-D58・GHseries | 0～500ppm
Sulfuryl fluoride | SO2F2 | 2699-79-8 | SO2F2 | SH | SH-8662 | Portable | SP-220(TYPE FUM) | 0～800ppm
tert-Butanol | TBA | 75-65-0 | C4H10O | HW | HW-6211 | Fixed | SD-1(TYPE GP)series | ～100%LEL
tert-Butanol | TBA | 75-65-0 | C4H10O | HW | HW-6211 | Fixed | SD-D58(TYPE GP)series | ～100%LEL
tert-Butanol | TBA | 75-65-0 | C4H10O | HW | HW-6211/NC-6211 | Fixed | GD-A80series | ～100%LEL/～19000ppm
tert-Butanol | TBA | 75-65-0 | C4H10O | HW | HW-6211/NC-6211 | Fixed | GD-D58(TYPE GP)series | ～100%LEL/～19000ppm
tert-Butanol | TBA | 75-65-0 | C4H10O | HW | HW-6211/NC-6211 | Fixed | GD-D58(TYPE NC)series | ～100%LEL/～19000ppm
tert-Butanol | TBA | 75-65-0 | C4H10O | HW | HW-6211/NC-6211 | Fixed | SD-1(TYPE NC)series | ～100%LEL/～19000ppm
tert-Butanol | TBA | 75-65-0 | C4H10O | HW | HW-6211/NC-6211 | Fixed | SD-D58(TYPE NC)series | ～100%LEL/～19000ppm
tert-Butanol | TBA | 75-65-0 | C4H10O | HW | HW-6206 | Fixed | SD-2500 | 0～100%LEL | Upper limit of operating temperature of instrument: SD-2500=160℃/SD-2600=200℃/SD-2700：250℃
tert-Butanol | TBA | 75-65-0 | C4H10O | HW | HW-6206 | Fixed | SD-2600 | 0～100%LEL | Upper limit of operating temperature of instrument: SD-2500=160℃/SD-2600=200℃/SD-2700：250℃
tert-Butanol | TBA | 75-65-0 | C4H10O | HW | HW-6206 | Fixed | SD-2700 | 0～100%LEL | Upper limit of operating temperature of instrument: SD-2500=160℃/SD-2600=200℃/SD-2700：250℃
tert-Butanol | TBA | 75-65-0 | C4H10O | HW | HW-6207 | Fixed | GD-A2400 | 0～100%LEL | Upper limit of operating temperature of instrument: GD-A2400=160℃
tert-Butanol | TBA | 75-65-0 | C4H10O | HW | HW-6208 | Fixed | SD-2500 | 0～100%LEL | HW-6206 temperature sorted sensor, Upper limit of operating temperature of instrument: SD-2500=160℃/SD-2600=200℃/SD-2700：250℃
tert-Butanol | TBA | 75-65-0 | C4H10O | HW | HW-6208 | Fixed | SD-2600 | 0～100%LEL | HW-6206 temperature sorted sensor, Upper limit of operating temperature of instrument: SD-2500=160℃/SD-2600=200℃/SD-2700：250℃
tert-Butanol | TBA | 75-65-0 | C4H10O | HW | HW-6208 | Fixed | SD-2700 | 0～100%LEL | HW-6206 temperature sorted sensor, Upper limit of operating temperature of instrument: SD-2500=160℃/SD-2600=200℃/SD-2700：250℃
tert-Butanol | TBA | 75-65-0 | C4H10O | HW | HW-6212 | Fixed | GD-A80-70series | 0～100%LEL
tert-Butanol | TBA | 75-65-0 | C4H10O | SG | SG-8511 | Fixed | GD-A80Vseries | 0～2000ppm/0～3000ppm/0～5000ppm
tert-Butanol | TBA | 75-65-0 | C4H10O | SG | SG-8511 | Fixed | GD-D58・GHseries | 0～2000ppm/0～3000ppm/0～5000ppm
tert-Butanol | TBA | 75-65-0 | C4H10O | SG | SG-8511 | Fixed | SD-1GHseries | 0～2000ppm/0～3000ppm/0～5000ppm
tert-Butanol | TBA | 75-65-0 | C4H10O | SG | SG-8511 | Fixed | SD-D58・GHseries | 0～2000ppm/0～3000ppm/0～5000ppm
tert-Butanol | TBA | 75-65-0 | C4H10O | SG | SG-8521 | Fixed | GD-A80Vseries | 0～100ppm/0～200ppm/0～300ppm/0～500ppm/0～1000ppm
tert-Butanol | TBA | 75-65-0 | C4H10O | SG | SG-8521 | Fixed | GD-D58・GHseries | 0～100ppm/0～200ppm/0～300ppm/0～500ppm/0～1000ppm
tert-Butanol | TBA | 75-65-0 | C4H10O | SG | SG-8521 | Fixed | SD-1GHseries | 0～100ppm/0～200ppm/0～300ppm/0～500ppm/0～1000ppm
tert-Butanol | TBA | 75-65-0 | C4H10O | SG | SG-8521 | Fixed | SD-D58・GHseries | 0～100ppm/0～200ppm/0～300ppm/0～500ppm/0～1000ppm
tert-Butyl Mercaptan | TBM | 75-66-1 | C4H10S | SG | SG-8564 | Fixed | GD-A80Vseries | 0～10ppm/0～20ppm/0～30ppm/0～50ppm
tert-Butyl Mercaptan | TBM | 75-66-1 | C4H10S | SG | SG-8564 | Fixed | GD-D58・GHseries | 0～10ppm/0～20ppm/0～30ppm/0～50ppm
tert-Butyl Mercaptan | TBM | 75-66-1 | C4H10S | SG | SG-8564 | Fixed | SD-1GHseries | 0～10ppm/0～20ppm/0～30ppm/0～50ppm
tert-Butyl Mercaptan | TBM | 75-66-1 | C4H10S | SG | SG-8564 | Fixed | SD-D58・GHseries | 0～10ppm/0～20ppm/0～30ppm/0～50ppm
Tetrachloroethylene | C2CL4 | 127-18-4 | C2CL4 | SG | SG-8523 | Fixed | GD-A80Vseries | ★0～300ppm/★0～500ppm/★0～1000ppm/★0～2000ppm/★0～3000ppm/★0～5000ppm | ★Range easily affected by environmental conditions and other
Tetrachloroethylene | C2CL4 | 127-18-4 | C2CL4 | SG | SG-8523 | Fixed | GD-D58・GHseries | ★0～300ppm/★0～500ppm/★0～1000ppm/★0～2000ppm/★0～3000ppm/★0～5000ppm | ★Range easily affected by environmental conditions and other
Tetrachloroethylene | C2CL4 | 127-18-4 | C2CL4 | SG | SG-8523 | Fixed | SD-1GHseries | ★0～300ppm/★0～500ppm/★0～1000ppm/★0～2000ppm/★0～3000ppm/★0～5000ppm | ★Range easily affected by environmental conditions and other
Tetrachloroethylene | C2CL4 | 127-18-4 | C2CL4 | SG | SG-8523 | Fixed | SD-D58・GHseries | ★0～300ppm/★0～500ppm/★0～1000ppm/★0～2000ppm/★0～3000ppm/★0～5000ppm | ★Range easily affected by environmental conditions and other
Tetradecane | C14H30 | 629-59-4 | C14H30 | HW | HW-6206 | Fixed | SD-2500/SD-2600/SD-2700 | 0～100%LEL | Upper limit of operating temperature of instrument: SD-2500=160℃/SD-2600=200℃/SD-2700：250℃
Tetradecane | C14H30 | 629-59-4 | C14H30 | HW | HW-6206 | Fixed | SD-2500/SD-2600/SD-2700 | 0～100%LEL | Upper limit of operating temperature of instrument: SD-2500=160℃/SD-2600=200℃/SD-2700：250℃
Tetradecane | C14H30 | 629-59-4 | C14H30 | HW | HW-6206 | Fixed | SD-2500/SD-2600/SD-2700 | 0～100%LEL | Upper limit of operating temperature of instrument: SD-2500=160℃/SD-2600=200℃/SD-2700：250℃
Tetradecane | C14H30 | 629-59-4 | C14H30 | HW | HW-6207 | Fixed | GD-A2400 | 0～100%LEL | Upper limit of operating temperature of instrument: GD-A2400=160℃
Tetradecane | C14H30 | 629-59-4 | C14H30 | HW | HW-6208 | Fixed | SD-2500/SD-2600/SD-2700 | 0～100%LEL | HW-6206 temperature sorted sensor, Upper limit of operating temperature of instrument: SD-2500=160℃/SD-2600=200℃/SD-2700：250℃
Tetradecane | C14H30 | 629-59-4 | C14H30 | HW | HW-6208 | Fixed | SD-2500/SD-2600/SD-2700 | 0～100%LEL | HW-6206 temperature sorted sensor, Upper limit of operating temperature of instrument: SD-2500=160℃/SD-2600=200℃/SD-2700：250℃
Tetradecane | C14H30 | 629-59-4 | C14H30 | HW | HW-6208 | Fixed | SD-2500/SD-2600/SD-2700 | 0～100%LEL | HW-6206 temperature sorted sensor, Upper limit of operating temperature of instrument: SD-2500=160℃/SD-2600=200℃/SD-2700：250℃
Tetraethoxysilane | TEOS | 78-10-4 | C8H20O4Si | ES | ESU-23 | Fixed | GD-70Dseries | 0～15ppm | SS sensor recommended/Can be used as a substitute of SS sensor
Tetraethoxysilane | TEOS | 78-10-4 | C8H20O4Si | ES | ESU-23 | Fixed | TP-70D | 0～15ppm | SS sensor recommended/Can be used as a substitute of SS sensor
Tetraethoxysilane | TEOS | 78-10-4 | C8H20O4Si | SS | SSU-1925 | Fixed | GD-70D+PLUseries | 0‐15ppm | PLU-70 required
Tetraethoxysilane | TEOS | 78-10-4 | C8H20O4Si | SS | SSU-1925 | Fixed | GD-70DG | 0‐15ppm | PLU-70 required
Tetraethoxysilane | TEOS | 78-10-4 | C8H20O4Si | SS | SSU-1927 | Fixed | GD-70D+PLUseries | 0‐15ppm | PLU-70 required
Tetraethoxysilane | TEOS | 78-10-4 | C8H20O4Si | SS | SSU-1927 | Fixed | GD-70DG | 0‐15ppm | PLU-70 required
Tetrafluoroethylene | C2F4 | 116-14-3 | C2F4 | SG | SGU-8521 | Fixed | GD-70Dseries | 0～1000ppm
Tetrafluoroethylene | C2F4 | 116-14-3 | C2F4 | SG | SGU-8521 | Fixed | TP-70D | 0～1000ppm
Tetrafluoroethylene | C2F4 | 116-14-3 | C2F4 | SG | SGU-8521 | Fixed | GD-70Dseries | 0～2000ppm
Tetrafluoroethylene | C2F4 | 116-14-3 | C2F4 | SG | SGU-8521 | Fixed | TP-70D | 0～2000ppm
Tetrafluoroethylene | C2F4 | 116-14-3 | C2F4 | SG | SGU-8521 | Fixed | GD-70Dseries | 0～5000ppm
Tetrafluoroethylene | C2F4 | 116-14-3 | C2F4 | SG | SGU-8521 | Fixed | TP-70D | 0～5000ppm
Tetrafluoroethylene | C2F4 | 116-14-3 | C2F4 | SG | SG-8521 | Fixed | GD-A80Vseries | ★0～500ppm/★0～1000ppm/★0～2000ppm/★0～3000ppm/★0～5000ppm/★0～10000ppm | ★Range easily affected by environmental conditions and other
Tetrafluoroethylene | C2F4 | 116-14-3 | C2F4 | SG | SG-8521 | Fixed | GD-D58・GHseries | ★0～500ppm/★0～1000ppm/★0～2000ppm/★0～3000ppm/★0～5000ppm/★0～10000ppm | ★Range easily affected by environmental conditions and other
Tetrafluoroethylene | C2F4 | 116-14-3 | C2F4 | SG | SG-8521 | Fixed | SD-1GHseries | ★0～500ppm/★0～1000ppm/★0～2000ppm/★0～3000ppm/★0～5000ppm/★0～10000ppm | ★Range easily affected by environmental conditions and other
Tetrafluoroethylene | C2F4 | 116-14-3 | C2F4 | SG | SG-8521 | Fixed | SD-D58・GHseries | ★0～500ppm/★0～1000ppm/★0～2000ppm/★0～3000ppm/★0～5000ppm/★0～10000ppm | ★Range easily affected by environmental conditions and other
Tetrahydrofuran | THF | 109-99-9 | C4H8O | HW | NC-6215 | Portable | GP-1000(HC/CH4) | 0～100%LEL
Tetrahydrofuran | THF | 109-99-9 | C4H8O | HW | NC-6307 | Portable | NC-1000(HC/CH4) | 0～10000ppm
Tetrahydrofuran | THF | 109-99-9 | C4H8O | RI | DE-3315-2 | Fixed | SD-1RIseries | 0～100%LEL
Tetrahydrofuran | THF | 109-99-9 | C4H8O | HW | HW-6211 | Fixed | SD-1(TYPE GP)series | ～100%LEL
Tetrahydrofuran | THF | 109-99-9 | C4H8O | HW | HW-6211 | Fixed | SD-D58(TYPE GP)series | ～100%LEL
Tetrahydrofuran | THF | 109-99-9 | C4H8O | HW | HW-6211/NC-6211 | Fixed | GD-A80series | ～100%LEL/～20000ppm
Tetrahydrofuran | THF | 109-99-9 | C4H8O | HW | HW-6211/NC-6211 | Fixed | GD-D58(TYPE GP)series | ～100%LEL/～20000ppm
Tetrahydrofuran | THF | 109-99-9 | C4H8O | HW | HW-6211/NC-6211 | Fixed | GD-D58(TYPE NC)series | ～100%LEL/～20000ppm
Tetrahydrofuran | THF | 109-99-9 | C4H8O | HW | HW-6211/NC-6211 | Fixed | SD-1(TYPE NC)series | ～100%LEL/～20000ppm
Tetrahydrofuran | THF | 109-99-9 | C4H8O | HW | HW-6211/NC-6211 | Fixed | SD-D58(TYPE NC)series | ～100%LEL/～20000ppm
Tetrahydrofuran | THF | 109-99-9 | C4H8O | HW | NC-6240A | Fixed | GD-A80series | 0～100%LEL/0～20000ppm
Tetrahydrofuran | THF | 109-99-9 | C4H8O | HW | NC-6240A | Fixed | GD-D58(TYPE NC)series | 0～100%LEL/0～20000ppm
Tetrahydrofuran | THF | 109-99-9 | C4H8O | HW | NC-6240A | Fixed | SD-1(TYPE NC)series | 0～100%LEL/0～20000ppm
Tetrahydrofuran | THF | 109-99-9 | C4H8O | HW | NC-6240A | Fixed | SD-D58(TYPE NC)series | 0～100%LEL/0～20000ppm
Tetrahydrofuran | THF | 109-99-9 | C4H8O | HW | NC-6245 | Fixed | GD-A80series | 0～100%LEL
Tetrahydrofuran | THF | 109-99-9 | C4H8O | HW | NC-6245 | Fixed | GD-D58(TYPE NC)series | 0～100%LEL
Tetrahydrofuran | THF | 109-99-9 | C4H8O | HW | NC-6245 | Fixed | SD-1(TYPE NC)series | 0～100%LEL
Tetrahydrofuran | THF | 109-99-9 | C4H8O | HW | NC-6245 | Fixed | SD-D58(TYPE NC)series | 0～100%LEL
Tetrahydrofuran | THF | 109-99-9 | C4H8O | HW | HW-6206 | Fixed | SD-2500 | 0～100%LEL | Upper limit of operating temperature of instrument: SD-2500=160℃/SD-2600=200℃/SD-2700：250℃
Tetrahydrofuran | THF | 109-99-9 | C4H8O | HW | HW-6206 | Fixed | SD-2600 | 0～100%LEL | Upper limit of operating temperature of instrument: SD-2500=160℃/SD-2600=200℃/SD-2700：250℃
Tetrahydrofuran | THF | 109-99-9 | C4H8O | HW | HW-6206 | Fixed | SD-2700 | 0～100%LEL | Upper limit of operating temperature of instrument: SD-2500=160℃/SD-2600=200℃/SD-2700：250℃
Tetrahydrofuran | THF | 109-99-9 | C4H8O | HW | HW-6207 | Fixed | GD-A2400 | 0～100%LEL | Upper limit of operating temperature of instrument: GD-A2400=160℃
Tetrahydrofuran | THF | 109-99-9 | C4H8O | HW | HW-6208 | Fixed | SD-2500 | 0～100%LEL | HW-6206 temperature sorted sensor, Upper limit of operating temperature of instrument: SD-2500=160℃/SD-2600=200℃/SD-2700：250℃
Tetrahydrofuran | THF | 109-99-9 | C4H8O | HW | HW-6208 | Fixed | SD-2600 | 0～100%LEL | HW-6206 temperature sorted sensor, Upper limit of operating temperature of instrument: SD-2500=160℃/SD-2600=200℃/SD-2700：250℃
Tetrahydrofuran | THF | 109-99-9 | C4H8O | HW | HW-6208 | Fixed | SD-2700 | 0～100%LEL | HW-6206 temperature sorted sensor, Upper limit of operating temperature of instrument: SD-2500=160℃/SD-2600=200℃/SD-2700：250℃
Tetrahydrofuran | THF | 109-99-9 | C4H8O | HW | HW-6212 | Fixed | GD-A80-70series | 0～100%LEL
Tetrahydrofuran | THF | 109-99-9 | C4H8O | SG | SG-8521 | Fixed | GD-A80Vseries | 0～100ppm/0～200ppm/0～300ppm/0～500ppm/0～600ppm/0～1000ppm/0～2000ppm
Tetrahydrofuran | THF | 109-99-9 | C4H8O | SG | SG-8521 | Fixed | GD-D58・GHseries | 0～100ppm/0～200ppm/0～300ppm/0～500ppm/0～600ppm/0～1000ppm/0～2000ppm
Tetrahydrofuran | THF | 109-99-9 | C4H8O | SG | SG-8521 | Fixed | SD-1GHseries | 0～100ppm/0～200ppm/0～300ppm/0～500ppm/0～600ppm/0～1000ppm/0～2000ppm
Tetrahydrofuran | THF | 109-99-9 | C4H8O | SG | SG-8521 | Fixed | SD-D58・GHseries | 0～100ppm/0～200ppm/0～300ppm/0～500ppm/0～600ppm/0～1000ppm/0～2000ppm
Tetrahydrofuran | THF | 109-99-9 | C4H8O | SG | SG-8562 | Fixed | GD-A80Vseries | 0～20ppm/0～30ppm/0～50ppm/0～100ppm/0～200ppm/0～300ppm/0～500ppm/0～1000ppm/0～2000ppm
Tetrahydrofuran | THF | 109-99-9 | C4H8O | SG | SG-8562 | Fixed | GD-D58・GHseries | 0～20ppm/0～30ppm/0～50ppm/0～100ppm/0～200ppm/0～300ppm/0～500ppm/0～1000ppm/0～2000ppm
Tetrahydrofuran | THF | 109-99-9 | C4H8O | SG | SG-8562 | Fixed | SD-1GHseries | 0～20ppm/0～30ppm/0～50ppm/0～100ppm/0～200ppm/0～300ppm/0～500ppm/0～1000ppm/0～2000ppm
Tetrahydrofuran | THF | 109-99-9 | C4H8O | SG | SG-8562 | Fixed | SD-D58・GHseries | 0～20ppm/0～30ppm/0～50ppm/0～100ppm/0～200ppm/0～300ppm/0～500ppm/0～1000ppm/0～2000ppm
Tetrahydrothiophene | THT | 110-01-0 | C4H8S | SG | SG-8521 | Fixed | GD-A80Vseries | 0～30ppm/0～50ppm/0～100ppm
Tetrahydrothiophene | THT | 110-01-0 | C4H8S | SG | SG-8521 | Fixed | GD-D58・GHseries | 0～30ppm/0～50ppm/0～100ppm
Tetrahydrothiophene | THT | 110-01-0 | C4H8S | SG | SG-8521 | Fixed | SD-1GHseries | 0～30ppm/0～50ppm/0～100ppm
Tetrahydrothiophene | THT | 110-01-0 | C4H8S | SG | SG-8521 | Fixed | SD-D58・GHseries | 0～30ppm/0～50ppm/0～100ppm
Tetramethylsilane | TMS | 75-76-3 | C4H12Si | SS | SSU-1925 | Fixed | GD-70D+PLUseries | 0‐15ppm | PLU-70 required
Tetramethylsilane | TMS | 75-76-3 | C4H12Si | SS | SSU-1925 | Fixed | GD-70DG | 0‐15ppm | PLU-70 required
Texanol | C12H24O3 | 25265-77-4 | C12H24O3 | HW | HW-6206 | Fixed | SD-2500 | 0～100%LEL | Upper limit of operating temperature of instrument: SD-2500=160℃/SD-2600=200℃/SD-2700：250℃
Texanol | C12H24O3 | 25265-77-4 | C12H24O3 | HW | HW-6206 | Fixed | SD-2600 | 0～100%LEL | Upper limit of operating temperature of instrument: SD-2500=160℃/SD-2600=200℃/SD-2700：250℃
Texanol | C12H24O3 | 25265-77-4 | C12H24O3 | HW | HW-6206 | Fixed | SD-2700 | 0～100%LEL | Upper limit of operating temperature of instrument: SD-2500=160℃/SD-2600=200℃/SD-2700：250℃
Texanol | C12H24O3 | 25265-77-4 | C12H24O3 | HW | HW-6207 | Fixed | GD-A2400 | 0～100%LEL | Upper limit of operating temperature of instrument: GD-A2400=160℃
Texanol | C12H24O3 | 25265-77-4 | C12H24O3 | HW | HW-6208 | Fixed | SD-2500 | 0～100%LEL | HW-6206 temperature sorted sensor, Upper limit of operating temperature of instrument: SD-2500=160℃/SD-2600=200℃/SD-2700：250℃
Texanol | C12H24O3 | 25265-77-4 | C12H24O3 | HW | HW-6208 | Fixed | SD-2600 | 0～100%LEL | HW-6206 temperature sorted sensor, Upper limit of operating temperature of instrument: SD-2500=160℃/SD-2600=200℃/SD-2700：250℃
Texanol | C12H24O3 | 25265-77-4 | C12H24O3 | HW | HW-6208 | Fixed | SD-2700 | 0～100%LEL | HW-6206 temperature sorted sensor, Upper limit of operating temperature of instrument: SD-2500=160℃/SD-2600=200℃/SD-2700：250℃
Toluene | C7H8 | 108-88-3 | C7H8 | HW | NC-6215 | Portable | GX-8000(TYPE LEL) | 0～100%LEL
Toluene | C7H8 | 108-88-3 | C7H8 | HW | NC-6215 | Portable | GP-1000(HC/CH4) | 0～100%LEL
Toluene | C7H8 | 108-88-3 | C7H8 | HW | NC-6307 | Portable | NC-1000(HC/CH4) | 0～10000ppm
Toluene | C7H8 | 108-88-3 | C7H8 | SH | SH-8662 | Portable | SP-220(TYPE SC) | 0～10ppm
Toluene | C7H8 | 108-88-3 | C7H8 | HW | NCU‐6211 | Fixed | GD-70Dseries | 0～100%LEL | Confirm that GD-70D is non-explosion proof
Toluene | C7H8 | 108-88-3 | C7H8 | HW | NCU‐6211 | Fixed | TP-70D | 0～100%LEL | Confirm that GD-70D is non-explosion proof
Toluene | C7H8 | 108-88-3 | C7H8 | RI | DE-3315-1 | Fixed | SD-1RIseries | 0～100%LEL
Toluene | C7H8 | 108-88-3 | C7H8 | HW | HW-6211 | Fixed | SD-1(TYPE GP)series | ～100%LEL
Toluene | C7H8 | 108-88-3 | C7H8 | HW | HW-6211 | Fixed | SD-D58(TYPE GP)series | ～100%LEL
Toluene | C7H8 | 108-88-3 | C7H8 | HW | HW-6211/NC-6211 | Fixed | GD-A80series | ～100%LEL/～12000ppm
Toluene | C7H8 | 108-88-3 | C7H8 | HW | HW-6211/NC-6211 | Fixed | GD-D58(TYPE GP)series | ～100%LEL/～12000ppm
Toluene | C7H8 | 108-88-3 | C7H8 | HW | HW-6211/NC-6211 | Fixed | GD-D58(TYPE NC)series | ～100%LEL/～12000ppm
Toluene | C7H8 | 108-88-3 | C7H8 | HW | HW-6211/NC-6211 | Fixed | SD-1(TYPE NC)series | ～100%LEL/～12000ppm
Toluene | C7H8 | 108-88-3 | C7H8 | HW | HW-6211/NC-6211 | Fixed | SD-D58(TYPE NC)series | ～100%LEL/～12000ppm
Toluene | C7H8 | 108-88-3 | C7H8 | HW | HW-6213/NC-6213 | Fixed | GD-A80series | 0～100%LEL/0～12000ppm
Toluene | C7H8 | 108-88-3 | C7H8 | HW | HW-6213/NC-6213 | Fixed | GD-D58(TYPE GP)series | 0～100%LEL/0～12000ppm
Toluene | C7H8 | 108-88-3 | C7H8 | HW | HW-6213/NC-6213 | Fixed | GD-D58(TYPE NC)series | 0～100%LEL/0～12000ppm
Toluene | C7H8 | 108-88-3 | C7H8 | HW | NC-6240A | Fixed | GD-A80series | 0～100%LEL/0～12000ppm
Toluene | C7H8 | 108-88-3 | C7H8 | HW | NC-6240A | Fixed | GD-D58(TYPE NC)series | 0～100%LEL/0～12000ppm
Toluene | C7H8 | 108-88-3 | C7H8 | HW | NC-6240A | Fixed | SD-1(TYPE NC)series | 0～100%LEL/0～12000ppm
Toluene | C7H8 | 108-88-3 | C7H8 | HW | NC-6240A | Fixed | SD-D58(TYPE NC)series | 0～100%LEL/0～12000ppm
Toluene | C7H8 | 108-88-3 | C7H8 | HW | NC-6245 | Fixed | GD-A80series | 0～100%LEL
Toluene | C7H8 | 108-88-3 | C7H8 | HW | NC-6245 | Fixed | GD-D58(TYPE NC)series | 0～100%LEL
Toluene | C7H8 | 108-88-3 | C7H8 | HW | NC-6245 | Fixed | SD-1(TYPE NC)series | 0～100%LEL
Toluene | C7H8 | 108-88-3 | C7H8 | HW | NC-6245 | Fixed | SD-D58(TYPE NC)series | 0～100%LEL
Toluene | C7H8 | 108-88-3 | C7H8 | HW | NC-6250 | Fixed | GD-A80series | 0～100%LEL/0～12000ppm
Toluene | C7H8 | 108-88-3 | C7H8 | HW | NC-6250 | Fixed | GD-D58(TYPE NC)series | 0～100%LEL/0～12000ppm
Toluene | C7H8 | 108-88-3 | C7H8 | HW | NC-6250 | Fixed | GD-A80series | 0～100%LEL/0～12000ppm
Toluene | C7H8 | 108-88-3 | C7H8 | HW | NC-6250 | Fixed | GD-D58(TYPE NC)series | 0～100%LEL/0～12000ppm
Toluene | C7H8 | 108-88-3 | C7H8 | HW | HW-6206 | Fixed | SD-2500 | 0～100%LEL | Upper limit of operating temperature of instrument: SD-2500=160℃/SD-2600=200℃/SD-2700：250℃
Toluene | C7H8 | 108-88-3 | C7H8 | HW | HW-6206 | Fixed | SD-2600 | 0～100%LEL | Upper limit of operating temperature of instrument: SD-2500=160℃/SD-2600=200℃/SD-2700：250℃
Toluene | C7H8 | 108-88-3 | C7H8 | HW | HW-6206 | Fixed | SD-2700 | 0～100%LEL | Upper limit of operating temperature of instrument: SD-2500=160℃/SD-2600=200℃/SD-2700：250℃
Toluene | C7H8 | 108-88-3 | C7H8 | HW | HW-6207 | Fixed | GD-A2400 | 0～100%LEL | Upper limit of operating temperature of instrument: GD-A2400=160℃
Toluene | C7H8 | 108-88-3 | C7H8 | HW | HW-6208 | Fixed | SD-2500 | 0～100%LEL | HW-6206 temperature sorted sensor, Upper limit of operating temperature of instrument: SD-2500=160℃/SD-2600=200℃/SD-2700：250℃
Toluene | C7H8 | 108-88-3 | C7H8 | HW | HW-6208 | Fixed | SD-2600 | 0～100%LEL | HW-6206 temperature sorted sensor, Upper limit of operating temperature of instrument: SD-2500=160℃/SD-2600=200℃/SD-2700：250℃
Toluene | C7H8 | 108-88-3 | C7H8 | HW | HW-6208 | Fixed | SD-2700 | 0～100%LEL | HW-6206 temperature sorted sensor, Upper limit of operating temperature of instrument: SD-2500=160℃/SD-2600=200℃/SD-2700：250℃
Toluene | C7H8 | 108-88-3 | C7H8 | HW | HW-6212 | Fixed | GD-A80-70series | 0～100%LEL
Toluene | C7H8 | 108-88-3 | C7H8 | SG | SG-8521 | Fixed | GD-A80Vseries | 0～200ppm/0～300ppm/0～500ppm/0～600ppm/0～1000ppm/0～2000ppm/0～3000ppm
Toluene | C7H8 | 108-88-3 | C7H8 | SG | SG-8521 | Fixed | GD-D58・GHseries | 0～200ppm/0～300ppm/0～500ppm/0～600ppm/0～1000ppm/0～2000ppm/0～3000ppm
Toluene | C7H8 | 108-88-3 | C7H8 | SG | SG-8521 | Fixed | SD-1GHseries | 0～200ppm/0～300ppm/0～500ppm/0～600ppm/0～1000ppm/0～2000ppm/0～3000ppm
Toluene | C7H8 | 108-88-3 | C7H8 | SG | SG-8521 | Fixed | SD-D58・GHseries | 0～200ppm/0～300ppm/0～500ppm/0～600ppm/0～1000ppm/0～2000ppm/0～3000ppm
Toluene | C7H8 | 108-88-3 | C7H8 | SG | SG-8562 | Fixed | GD-A80Vseries | 0～20ppm/0～30ppm/0～50ppm/0～100ppm/0～200ppm/0～300ppm/0～500ppm
Toluene | C7H8 | 108-88-3 | C7H8 | SG | SG-8562 | Fixed | GD-D58・GHseries | 0～20ppm/0～30ppm/0～50ppm/0～100ppm/0～200ppm/0～300ppm/0～500ppm
Toluene | C7H8 | 108-88-3 | C7H8 | SG | SG-8562 | Fixed | SD-1GHseries | 0～20ppm/0～30ppm/0～50ppm/0～100ppm/0～200ppm/0～300ppm/0～500ppm
Toluene | C7H8 | 108-88-3 | C7H8 | SG | SG-8562 | Fixed | SD-D58・GHseries | 0～20ppm/0～30ppm/0～50ppm/0～100ppm/0～200ppm/0～300ppm/0～500ppm
trans-1,2-Dichloroethylene | C2H2CL2 | 156-60-5 | C2H2CL2 | SG | SGU-8513 | Fixed | GD-70Dseries | 0～500ppm
trans-1,2-Dichloroethylene | C2H2CL2 | 156-60-5 | C2H2CL2 | SG | SGU-8513 | Fixed | TP-70D | 0～500ppm
trans-1,2-Dichloroethylene | C2H2CL2 | 156-60-5 | C2H2CL2 | SG | SGU-8513 | Fixed | GD-70Dseries | 0～600ppm
trans-1,2-Dichloroethylene | C2H2CL2 | 156-60-5 | C2H2CL2 | SG | SGU-8513 | Fixed | TP-70D | 0～600ppm
trans-1,2-Dichloroethylene | C2H2CL2 | 156-60-5 | C2H2CL2 | HW | NC-6250 | Fixed | GD-A80series | 0～30%LEL
trans-1,2-Dichloroethylene | C2H2CL2 | 156-60-5 | C2H2CL2 | HW | NC-6250 | Fixed | GD-D58(TYPE NC)series | 0～30%LEL
trans-1,2-Dichloroethylene | C2H2CL2 | 156-60-5 | C2H2CL2 | SG | SG-8513 | Fixed | GD-A80Vseries | 0～300ppm/0～500ppm/0～600ppm/0～1000ppm/0～2000ppm/0～3000ppm/0～5000ppm
trans-1,2-Dichloroethylene | C2H2CL2 | 156-60-5 | C2H2CL2 | SG | SG-8513 | Fixed | GD-D58・GHseries | 0～300ppm/0～500ppm/0～600ppm/0～1000ppm/0～2000ppm/0～3000ppm/0～5000ppm
trans-1,2-Dichloroethylene | C2H2CL2 | 156-60-5 | C2H2CL2 | SG | SG-8513 | Fixed | SD-1GHseries | 0～300ppm/0～500ppm/0～600ppm/0～1000ppm/0～2000ppm/0～3000ppm/0～5000ppm
trans-1,2-Dichloroethylene | C2H2CL2 | 156-60-5 | C2H2CL2 | SG | SG-8513 | Fixed | SD-D58・GHseries | 0～300ppm/0～500ppm/0～600ppm/0～1000ppm/0～2000ppm/0～3000ppm/0～5000ppm
Trans-1,3,3,3-tetrafluoropropene | tC3H2F4 | 29118-24-9 | C3H2F4 | RI | DE-2113-35 | Fixed | RI-257 | 0～20000ppm
Trans-1,3,3,3-tetrafluoropropene | tC3H2F4 | 29118-24-9 | C3H2F4 | RI | DE-2113-35 | Fixed | RI-257 | 0～2000ppm
Trans-1,3,3,3-tetrafluoropropene | tC3H2F4 | 29118-24-9 | C3H2F4 | SG | SG-8511 | Fixed | GD-A80Vseries | 0～2000ppm/0～3000ppm
Trans-1,3,3,3-tetrafluoropropene | tC3H2F4 | 29118-24-9 | C3H2F4 | SG | SG-8511 | Fixed | GD-D58・GHseries | 0～2000ppm/0～3000ppm
Trans-1,3,3,3-tetrafluoropropene | tC3H2F4 | 29118-24-9 | C3H2F4 | SG | SG-8511 | Fixed | SD-1GHseries | 0～2000ppm/0～3000ppm
Trans-1,3,3,3-tetrafluoropropene | tC3H2F4 | 29118-24-9 | C3H2F4 | SG | SG-8511 | Fixed | SD-D58・GHseries | 0～2000ppm/0～3000ppm
Trans-1,3,3,3-tetrafluoropropene | tC3H2F4 | 29118-24-9 | C3H2F4 | SG | SG-8563 | Fixed | GD-A80Vseries | 0～200ppm/0～300ppm/0～500ppm
Trans-1,3,3,3-tetrafluoropropene | tC3H2F4 | 29118-24-9 | C3H2F4 | SG | SG-8563 | Fixed | GD-D58・GHseries | 0～200ppm/0～300ppm/0～500ppm
Trans-1,3,3,3-tetrafluoropropene | tC3H2F4 | 29118-24-9 | C3H2F4 | SG | SG-8563 | Fixed | SD-1GHseries | 0～200ppm/0～300ppm/0～500ppm
Trans-1,3,3,3-tetrafluoropropene | tC3H2F4 | 29118-24-9 | C3H2F4 | SG | SG-8563 | Fixed | SD-D58・GHseries | 0～200ppm/0～300ppm/0～500ppm
trans-1-Chloro-3,3,3-trigluoropropene | 1233zd | 102687-65-0 | C3H2F3CL | SG | SG-8513 | Fixed | GD-A80Vseries | 0～200ppm/0～300ppm/0～500ppm/0～1000ppm/0～2000ppm/0～3000ppm/0～5000ppm
trans-1-Chloro-3,3,3-trigluoropropene | 1233zd | 102687-65-0 | C3H2F3CL | SG | SG-8513 | Fixed | GD-D58・GHseries | 0～200ppm/0～300ppm/0～500ppm/0～1000ppm/0～2000ppm/0～3000ppm/0～5000ppm
trans-1-Chloro-3,3,3-trigluoropropene | 1233zd | 102687-65-0 | C3H2F3CL | SG | SG-8513 | Fixed | SD-1GHseries | 0～200ppm/0～300ppm/0～500ppm/0～1000ppm/0～2000ppm/0～3000ppm/0～5000ppm
trans-1-Chloro-3,3,3-trigluoropropene | 1233zd | 102687-65-0 | C3H2F3CL | SG | SG-8513 | Fixed | SD-D58・GHseries | 0～200ppm/0～300ppm/0～500ppm/0～1000ppm/0～2000ppm/0～3000ppm/0～5000ppm
Trichloroethylene | C2HCL3 | 79-01-6 | C2HCL3 | SH | SH-8662 | Portable | SP-220(TYPE SC) | 0～10ppm
Trichloroethylene | C2HCL3 | 79-01-6 | C2HCL3 | SG | SGU-8523 | Fixed | GD-70Dseries | 0～3000ppm
Trichloroethylene | C2HCL3 | 79-01-6 | C2HCL3 | SG | SGU-8523 | Fixed | TP-70D | 0～3000ppm
Trichloroethylene | C2HCL3 | 79-01-6 | C2HCL3 | SG | SG-8523 | Fixed | GD-A80Vseries | 0～300ppm/0～500ppm/0～1000ppm/0～2000ppm/0～3000ppm/0～5000ppm
Trichloroethylene | C2HCL3 | 79-01-6 | C2HCL3 | SG | SG-8523 | Fixed | GD-D58・GHseries | 0～300ppm/0～500ppm/0～1000ppm/0～2000ppm/0～3000ppm/0～5000ppm
Trichloroethylene | C2HCL3 | 79-01-6 | C2HCL3 | SG | SG-8523 | Fixed | SD-1GHseries | 0～300ppm/0～500ppm/0～1000ppm/0～2000ppm/0～3000ppm/0～5000ppm
Trichloroethylene | C2HCL3 | 79-01-6 | C2HCL3 | SG | SG-8523 | Fixed | SD-D58・GHseries | 0～300ppm/0～500ppm/0～1000ppm/0～2000ppm/0～3000ppm/0～5000ppm
Trichlorofluoromethane | R-11 | 75-69-4 | CFCL3 | RI | DE-2113-56 | Fixed | RI-557 | 0～5000ppm
Trichlorofluoromethane | R-11 | 75-69-4 | CFCL3 | SG | SG-8513 | Fixed | GD-A80Vseries | 0～500ppm/0～1000ppm/0～2000ppm/0～3000ppm/0～5000ppm
Trichlorofluoromethane | R-11 | 75-69-4 | CFCL3 | SG | SG-8513 | Fixed | GD-D58・GHseries | 0～500ppm/0～1000ppm/0～2000ppm/0～3000ppm/0～5000ppm
Trichlorofluoromethane | R-11 | 75-69-4 | CFCL3 | SG | SG-8513 | Fixed | SD-1GHseries | 0～500ppm/0～1000ppm/0～2000ppm/0～3000ppm/0～5000ppm
Trichlorofluoromethane | R-11 | 75-69-4 | CFCL3 | SG | SG-8513 | Fixed | SD-D58・GHseries | 0～500ppm/0～1000ppm/0～2000ppm/0～3000ppm/0～5000ppm
Triethylamine | C6H15N | 121-44-8 | C6H15N | ES | ESM-23RVM | Fixed | GD-K88Aiseries | 0～15ppm | Updated against electrolyte reduction
Triethylamine | C6H15N | 121-44-8 | C6H15N | ES | ESM-23RVM | Fixed | GD-K88Diseries | 0～15ppm | Updated against electrolyte reduction
Triethylamine | C6H15N | 121-44-8 | C6H15N | HW | HW-6211 | Fixed | SD-1(TYPE GP)series | ～100%LEL
Triethylamine | C6H15N | 121-44-8 | C6H15N | HW | HW-6211 | Fixed | SD-D58(TYPE GP)series | ～100%LEL
Triethylamine | C6H15N | 121-44-8 | C6H15N | HW | HW-6211/NC-6211 | Fixed | GD-A80series | ～100%LEL/～12000ppm
Triethylamine | C6H15N | 121-44-8 | C6H15N | HW | HW-6211/NC-6211 | Fixed | GD-D58(TYPE GP)series | ～100%LEL/～12000ppm
Triethylamine | C6H15N | 121-44-8 | C6H15N | HW | HW-6211/NC-6211 | Fixed | GD-D58(TYPE NC)series | ～100%LEL/～12000ppm
Triethylamine | C6H15N | 121-44-8 | C6H15N | HW | HW-6211/NC-6211 | Fixed | SD-1(TYPE NC)series | ～100%LEL/～12000ppm
Triethylamine | C6H15N | 121-44-8 | C6H15N | HW | HW-6211/NC-6211 | Fixed | SD-D58(TYPE NC)series | ～100%LEL/～12000ppm
Triethylamine | C6H15N | 121-44-8 | C6H15N | SG | SG-8511 | Fixed | GD-A80Vseries | 0～1000ppm/0～2000ppm/0～3000ppm/0～5000ppm
Triethylamine | C6H15N | 121-44-8 | C6H15N | SG | SG-8511 | Fixed | GD-D58・GHseries | 0～1000ppm/0～2000ppm/0～3000ppm/0～5000ppm
Triethylamine | C6H15N | 121-44-8 | C6H15N | SG | SG-8511 | Fixed | SD-1GHseries | 0～1000ppm/0～2000ppm/0～3000ppm/0～5000ppm
Triethylamine | C6H15N | 121-44-8 | C6H15N | SG | SG-8511 | Fixed | SD-D58・GHseries | 0～1000ppm/0～2000ppm/0～3000ppm/0～5000ppm
Triethylamine | C6H15N | 121-44-8 | C6H15N | SG | SG-8521 | Fixed | GD-A80Vseries | 0～100ppm/0～200ppm/0～300ppm/0～500ppm
Triethylamine | C6H15N | 121-44-8 | C6H15N | SG | SG-8521 | Fixed | GD-D58・GHseries | 0～100ppm/0～200ppm/0～300ppm/0～500ppm
Triethylamine | C6H15N | 121-44-8 | C6H15N | SG | SG-8521 | Fixed | SD-1GHseries | 0～100ppm/0～200ppm/0～300ppm/0～500ppm
Triethylamine | C6H15N | 121-44-8 | C6H15N | SG | SG-8521 | Fixed | SD-D58・GHseries | 0～100ppm/0～200ppm/0～300ppm/0～500ppm
Triethylborate | TEB | 150-46-9 | C6H15BO3 | SS | SSU-1925 | Fixed | GD-70D+PLUseries | 0～1000ppm | PLU-70 required/Export limited：unable to measure under 6%FS(0.18ppm)
Triethylborate | TEB | 150-46-9 | C6H15BO3 | SS | SSU-1925 | Fixed | GD-70DG | 0～1000ppm | PLU-70 required
Triethylene glycol dimethyl ether | DMTG | 112-49-2 | C8H18O4 | SG | SG-8521 | Fixed | GD-A80Vseries | 0～200ppm/0～300ppm/0～500ppm/0～1000ppm
Triethylene glycol dimethyl ether | DMTG | 112-49-2 | C8H18O4 | SG | SG-8521 | Fixed | GD-D58・GHseries | 0～200ppm/0～300ppm/0～500ppm/0～1000ppm
Triethylene glycol dimethyl ether | DMTG | 112-49-2 | C8H18O4 | SG | SG-8521 | Fixed | SD-1GHseries | 0～200ppm/0～300ppm/0～500ppm/0～1000ppm
Triethylene glycol dimethyl ether | DMTG | 112-49-2 | C8H18O4 | SG | SG-8521 | Fixed | SD-D58・GHseries | 0～200ppm/0～300ppm/0～500ppm/0～1000ppm
Triethylphosphate | TEOP | 78-40-0 | C6H15O4P | SS | SSU-1925 | Fixed | GD-70D+PLUseries | 0～2ppm | PLU-70 required
Triethylphosphate | TEOP | 78-40-0 | C6H15O4P | SS | SSU-1925 | Fixed | GD-70DG | 0～2ppm | PLU-70 required
Trifluoromethane | HFC-23 | 75-46-7 | CHF3 | SH | SH-8661 | Portable | SP-220(TYPE F) | 0～5000ppm
Trifluoromethane | HFC-23 | 75-46-7 | CHF3 | RI | DE-2113-35 | Fixed | RI-257 | 0～10000ppm
Trifluoromethanesulfonyl fluoride | TfF | 335-05-7 | CO2F4S | RI | DE-2113-37 | Fixed | RI-257 | 0～6000ppm
Trimethoxysilane | TRIMOS | 2487-90-3 | C3H10O3Si | SS | SSU-1925 | Fixed | GD-70D+PLUseries | 0‐15ppm | PLU-70 required
Trimethoxysilane | TRIMOS | 2487-90-3 | C3H10O3Si | SS | SSU-1925 | Fixed | GD-70DG | 0‐15ppm | PLU-70 required
Trimethyl benzene | C9H12 | 108-67-8,25551-13-7(all isomer) | C9H12 | HW | HW-6206 | Fixed | SD-2500 | 0～100%LEL | Upper limit of operating temperature of instrument: SD-2500=160℃/SD-2600=200℃/SD-2700：250℃
Trimethyl benzene | C9H12 | 108-67-8,25551-13-7(all isomer) | C9H12 | HW | HW-6206 | Fixed | SD-2600 | 0～100%LEL | Upper limit of operating temperature of instrument: SD-2500=160℃/SD-2600=200℃/SD-2700：250℃
Trimethyl benzene | C9H12 | 108-67-8,25551-13-7(all isomer) | C9H12 | HW | HW-6206 | Fixed | SD-2700 | 0～100%LEL | Upper limit of operating temperature of instrument: SD-2500=160℃/SD-2600=200℃/SD-2700：250℃
Trimethyl benzene | C9H12 | 108-67-8,25551-13-7(all isomer) | C9H12 | HW | HW-6207 | Fixed | GD-A2400 | 0～100%LEL | Upper limit of operating temperature of instrument: GD-A2400=160℃
Trimethyl benzene | C9H12 | 108-67-8,25551-13-7(all isomer) | C9H12 | HW | HW-6208 | Fixed | SD-2500 | 0～100%LEL | HW-6206 temperature sorted sensor, Upper limit of operating temperature of instrument: SD-2500=160℃/SD-2600=200℃/SD-2700：250℃
Trimethyl benzene | C9H12 | 108-67-8,25551-13-7(all isomer) | C9H12 | HW | HW-6208 | Fixed | SD-2600 | 0～100%LEL | HW-6206 temperature sorted sensor, Upper limit of operating temperature of instrument: SD-2500=160℃/SD-2600=200℃/SD-2700：250℃
Trimethyl benzene | C9H12 | 108-67-8,25551-13-7(all isomer) | C9H12 | HW | HW-6208 | Fixed | SD-2700 | 0～100%LEL | HW-6206 temperature sorted sensor, Upper limit of operating temperature of instrument: SD-2500=160℃/SD-2600=200℃/SD-2700：250℃
Trimethyl benzene | C9H12 | 108-67-8,25551-13-7(all isomer) | C9H12 | HW | HW-6212 | Fixed | GD-A80-70series | 0～100%LEL
Trimethyl benzene | C9H12 | 108-67-8,25551-13-7(all isomer) | C9H12 | SG | SG-8521 | Fixed | GD-A80Vseries | 0～30ppm/0～50ppm/0～100ppm/0～200ppm/0～300ppm/0～500ppm | Standard sensor: SG-8562
Trimethyl benzene | C9H12 | 108-67-8,25551-13-7(all isomer) | C9H12 | SG | SG-8521 | Fixed | GD-D58・GHseries | 0～30ppm/0～50ppm/0～100ppm/0～200ppm/0～300ppm/0～500ppm | Standard sensor: SG-8562
Trimethyl benzene | C9H12 | 108-67-8,25551-13-7(all isomer) | C9H12 | SG | SG-8521 | Fixed | SD-1GHseries | 0～30ppm/0～50ppm/0～100ppm/0～200ppm/0～300ppm/0～500ppm | Standard sensor: SG-8562
Trimethyl benzene | C9H12 | 108-67-8,25551-13-7(all isomer) | C9H12 | SG | SG-8521 | Fixed | SD-D58・GHseries | 0～30ppm/0～50ppm/0～100ppm/0～200ppm/0～300ppm/0～500ppm | Standard sensor: SG-8562
Trimethyl benzene | C9H12 | 108-67-8,25551-13-7(all isomer) | C9H12 | SG | SG-8562 | Fixed | GD-A80Vseries | 0～20ppm/0～30ppm/0～50ppm/0～100ppm/0～200ppm/0～300ppm/0～500ppm/0～1000ppm
Trimethyl benzene | C9H12 | 108-67-8,25551-13-7(all isomer) | C9H12 | SG | SG-8562 | Fixed | GD-D58・GHseries | 0～20ppm/0～30ppm/0～50ppm/0～100ppm/0～200ppm/0～300ppm/0～500ppm/0～1000ppm
Trimethyl benzene | C9H12 | 108-67-8,25551-13-7(all isomer) | C9H12 | SG | SG-8562 | Fixed | SD-1GHseries | 0～20ppm/0～30ppm/0～50ppm/0～100ppm/0～200ppm/0～300ppm/0～500ppm/0～1000ppm
Trimethyl benzene | C9H12 | 108-67-8,25551-13-7(all isomer) | C9H12 | SG | SG-8562 | Fixed | SD-D58・GHseries | 0～20ppm/0～30ppm/0～50ppm/0～100ppm/0～200ppm/0～300ppm/0～500ppm/0～1000ppm
Trimethyl phosphite | TMP | 121-45-9 | C3H9O3P | SS | SSU-1925 | Fixed | GD-70D+PLUseries | 0.18～3ppm | PLU-70 required/Export limited：unable to measure under 6%FS(0.18ppm)
Trimethyl phosphite | TMP | 121-45-9 | C3H9O3P | SS | SSU-1925 | Fixed | GD-70DG | 0.18～3ppm | PLU-70 required/Export limited：unable to measure under 6%FS(0.18ppm)
Trimethylamine | TMA | 75-50-3 | C3H9N | ES | ESU-23RV | Fixed | GD-70Dseries | 0～15ppm
Trimethylamine | TMA | 75-50-3 | C3H9N | ES | ESU-23RV | Fixed | TP-70D | 0～15ppm
Trimethylamine | TMA | 75-50-3 | C3H9N | ES | ESU-23RVM | Fixed | GD-70Dseries | 0～15ppm | Updated against electrolyte reduction
Trimethylamine | TMA | 75-50-3 | C3H9N | ES | ESU-23RVM | Fixed | TP-70D | 0～15ppm | Updated against electrolyte reduction
Trimethylamine | TMA | 75-50-3 | C3H9N | ES | ESM-23RV | Fixed | GD-K88Aiseries | 0～15ppm
Trimethylamine | TMA | 75-50-3 | C3H9N | ES | ESM-23RV | Fixed | GD-K88Diseries | 0～15ppm
Trimethylamine | TMA | 75-50-3 | C3H9N | ES | ESM-23RVM | Fixed | GD-K88Aiseries | 0～15ppm | Updated against electrolyte reduction
Trimethylamine | TMA | 75-50-3 | C3H9N | ES | ESM-23RVM | Fixed | GD-K88Diseries | 0～15ppm | Updated against electrolyte reduction
Trimethylamine | TMA | 75-50-3 | C3H9N | SG | SG-8521 | Fixed | GD-A80Vseries | 0～50ppm/0～100ppm/0～200ppm/0～300ppm/0～500ppm
Trimethylamine | TMA | 75-50-3 | C3H9N | SG | SG-8521 | Fixed | GD-D58・GHseries | 0～50ppm/0～100ppm/0～200ppm/0～300ppm/0～500ppm
Trimethylamine | TMA | 75-50-3 | C3H9N | SG | SG-8521 | Fixed | SD-1GHseries | 0～50ppm/0～100ppm/0～200ppm/0～300ppm/0～500ppm
Trimethylamine | TMA | 75-50-3 | C3H9N | SG | SG-8521 | Fixed | SD-D58・GHseries | 0～50ppm/0～100ppm/0～200ppm/0～300ppm/0～500ppm
Trimethylborate | TMB | 121-43-7 | C3H9BO3 | SS | SSU-1925 | Fixed | GD-70D+PLUseries | 0～1000ppm | PLU-70 required
Trimethylborate | TMB | 121-43-7 | C3H9BO3 | SS | SSU-1925 | Fixed | GD-70DG | 0～1000ppm | PLU-70 required
Trimethylphosphate | TMOP | 512-56-1 | C3H9O4P | SS | SSU-1925 | Fixed | GD-70D+PLUseries | 0～10ppm | PLU-70 required
Trimethylphosphate | TMOP | 512-56-1 | C3H9O4P | SS | SSU-1925 | Fixed | GD-70DG | 0～10ppm | PLU-70 required
Trimethylsilane | TRIMS | 993-07-7 | C3H10Si | SS | SSU-1925 | Fixed | GD-70D+PLUseries | 0‐15ppm | PLU-70 required
Trimethylsilane | TRIMS | 993-07-7 | C3H10Si | SS | SSU-1925 | Fixed | GD-70DG | 0‐15ppm | PLU-70 required
Trisilylamine | Si3H9N | 13862-16-3 | Si3H9N | ES | ESU-23DH | Fixed | GD-70Dseries | 0～15ppm
Trisilylamine | Si3H9N | 13862-16-3 | Si3H9N | ES | ESU-23DH | Fixed | TP-70D | 0～15ppm
Trisilylamine | Si3H9N | 13862-16-3 | Si3H9N | ES | ESM-23DH | Fixed | GD-K88Aiseries | 0～15ppm
Trisilylamine | Si3H9N | 13862-16-3 | Si3H9N | ES | ESM-23DH | Fixed | GD-K88Diseries | 0～15ppm
Turpentine Oil | C10H16 | 8006-64-2 | - | HW | HW-6211/NC-6211 | Fixed | GD-A80series | ～50%LEL/～4000ppm
Turpentine Oil | C10H16 | 8006-64-2 | - | HW | HW-6211/NC-6211 | Fixed | GD-D58(TYPE GP)series | ～50%LEL/～4000ppm
Turpentine Oil | C10H16 | 8006-64-2 | - | HW | HW-6211/NC-6211 | Fixed | GD-D58(TYPE NC)series | ～50%LEL/～4000ppm
Turpentine Oil | C10H16 | 8006-64-2 | - | HW | HW-6211/NC-6211 | Fixed | SD-1(TYPE NC)series | ～50%LEL/～4000ppm
Turpentine Oil | C10H16 | 8006-64-2 | - | HW | HW-6211/NC-6211 | Fixed | SD-D58(TYPE NC)series | ～50%LEL/～4000ppm
Turpentine Oil | C10H16 | 8006-64-2 | - | HW | HW-6206 | Fixed | SD-2500 | 0～100%LEL | Upper limit of operating temperature of instrument: SD-2500=160℃/SD-2600=200℃/SD-2700：250℃
Turpentine Oil | C10H16 | 8006-64-2 | - | HW | HW-6206 | Fixed | SD-2600 | 0～100%LEL | Upper limit of operating temperature of instrument: SD-2500=160℃/SD-2600=200℃/SD-2700：250℃
Turpentine Oil | C10H16 | 8006-64-2 | - | HW | HW-6206 | Fixed | SD-2700 | 0～100%LEL | Upper limit of operating temperature of instrument: SD-2500=160℃/SD-2600=200℃/SD-2700：250℃
Turpentine Oil | C10H16 | 8006-64-2 | - | HW | HW-6207 | Fixed | GD-A2400 | 0～100%LEL | Upper limit of operating temperature of instrument: GD-A2400=160℃
Turpentine Oil | C10H16 | 8006-64-2 | - | HW | HW-6208 | Fixed | SD-2500 | 0～100%LEL | HW-6206 temperature sorted sensor, Upper limit of operating temperature of instrument: SD-2500=160℃/SD-2600=200℃/SD-2700：250℃
Turpentine Oil | C10H16 | 8006-64-2 | - | HW | HW-6208 | Fixed | SD-2600 | 0～100%LEL | HW-6206 temperature sorted sensor, Upper limit of operating temperature of instrument: SD-2500=160℃/SD-2600=200℃/SD-2700：250℃
Turpentine Oil | C10H16 | 8006-64-2 | - | HW | HW-6208 | Fixed | SD-2700 | 0～100%LEL | HW-6206 temperature sorted sensor, Upper limit of operating temperature of instrument: SD-2500=160℃/SD-2600=200℃/SD-2700：250℃
Turpentine Oil | C10H16 | 8006-64-2 | - | HW | HW-6212 | Fixed | GD-A80-70series | 0～100%LEL
Turpentine Oil | C10H16 | 8006-64-2 | - | SG | SG-8521 | Fixed | GD-A80Vseries | 0～100ppm/0～200ppm/0～300ppm/0～500ppm/0～1000ppm
Turpentine Oil | C10H16 | 8006-64-2 | - | SG | SG-8521 | Fixed | GD-D58・GHseries | 0～100ppm/0～200ppm/0～300ppm/0～500ppm/0～1000ppm
Turpentine Oil | C10H16 | 8006-64-2 | - | SG | SG-8521 | Fixed | SD-1GHseries | 0～100ppm/0～200ppm/0～300ppm/0～500ppm/0～1000ppm
Turpentine Oil | C10H16 | 8006-64-2 | - | SG | SG-8521 | Fixed | SD-D58・GHseries | 0～100ppm/0～200ppm/0～300ppm/0～500ppm/0～1000ppm
Undecane | C11H24 | 1120-21-4 | C11H24 | HW | NC-6211 | Fixed | GD-A80series | ～30%LEL/～2000ppm
Undecane | C11H24 | 1120-21-4 | C11H24 | HW | NC-6211 | Fixed | GD-D58(TYPE GP)series | ～30%LEL/～2000ppm
Undecane | C11H24 | 1120-21-4 | C11H24 | HW | NC-6211 | Fixed | GD-D58(TYPE NC)series | ～30%LEL/～2000ppm
Undecane | C11H24 | 1120-21-4 | C11H24 | HW | NC-6211 | Fixed | SD-1(TYPE NC)series | ～30%LEL/～2000ppm
Undecane | C11H24 | 1120-21-4 | C11H24 | HW | NC-6211 | Fixed | SD-D58(TYPE NC)series | ～30%LEL/～2000ppm
Undecane | C11H24 | 1120-21-4 | C11H24 | HW | HW-6206 | Fixed | SD-2500 | 0～100%LEL | Upper limit of operating temperature of instrument: SD-2500=160℃/SD-2600=200℃/SD-2700：250℃
Undecane | C11H24 | 1120-21-4 | C11H24 | HW | HW-6206 | Fixed | SD-2600 | 0～100%LEL | Upper limit of operating temperature of instrument: SD-2500=160℃/SD-2600=200℃/SD-2700：250℃
Undecane | C11H24 | 1120-21-4 | C11H24 | HW | HW-6206 | Fixed | SD-2700 | 0～100%LEL | Upper limit of operating temperature of instrument: SD-2500=160℃/SD-2600=200℃/SD-2700：250℃
Undecane | C11H24 | 1120-21-4 | C11H24 | HW | HW-6207 | Fixed | GD-A2400 | 0～100%LEL | Upper limit of operating temperature of instrument: GD-A2400=160℃
Undecane | C11H24 | 1120-21-4 | C11H24 | HW | HW-6208 | Fixed | SD-2500 | 0～100%LEL | HW-6206 temperature sorted sensor, Upper limit of operating temperature of instrument: SD-2500=160℃/SD-2600=200℃/SD-2700：250℃
Undecane | C11H24 | 1120-21-4 | C11H24 | HW | HW-6208 | Fixed | SD-2600 | 0～100%LEL | HW-6206 temperature sorted sensor, Upper limit of operating temperature of instrument: SD-2500=160℃/SD-2600=200℃/SD-2700：250℃
Undecane | C11H24 | 1120-21-4 | C11H24 | HW | HW-6208 | Fixed | SD-2700 | 0～100%LEL | HW-6206 temperature sorted sensor, Upper limit of operating temperature of instrument: SD-2500=160℃/SD-2600=200℃/SD-2700：250℃
Undecane | C11H24 | 1120-21-4 | C11H24 | HW | HW-6212 | Fixed | GD-A80-70series | 0～100%LEL
Undecane | C11H24 | 1120-21-4 | C11H24 | SG | SG-8521 | Fixed | GD-A80Vseries | 0～100ppm/0～200ppm/0～300ppm/0～500ppm/0～1000ppm
Undecane | C11H24 | 1120-21-4 | C11H24 | SG | SG-8521 | Fixed | GD-D58・GHseries | 0～100ppm/0～200ppm/0～300ppm/0～500ppm/0～1000ppm
Undecane | C11H24 | 1120-21-4 | C11H24 | SG | SG-8521 | Fixed | SD-1GHseries | 0～100ppm/0～200ppm/0～300ppm/0～500ppm/0～1000ppm
Undecane | C11H24 | 1120-21-4 | C11H24 | SG | SG-8521 | Fixed | SD-D58・GHseries | 0～100ppm/0～200ppm/0～300ppm/0～500ppm/0～1000ppm
Vinyl acetate | VAc | 108-05-4 | C4H6O2 | HW | NC-6215 | Portable | GP-1000(Specified cal.gas) | 0～100%LEL
Vinyl acetate | VAc | 108-05-4 | C4H6O2 | HW | NC-6307 | Portable | NC-1000(Specified cal. Gas) | 0～10000ppm
Vinyl acetate | VAc | 108-05-4 | C4H6O2 | HW | HW-6211 | Fixed | SD-1(TYPE GP)series | ～100%LEL
Vinyl acetate | VAc | 108-05-4 | C4H6O2 | HW | HW-6211 | Fixed | SD-D58(TYPE GP)series | ～100%LEL
Vinyl acetate | VAc | 108-05-4 | C4H6O2 | HW | HW-6211/NC-6211 | Fixed | GD-A80series | ～100%LEL/～26000ppm
Vinyl acetate | VAc | 108-05-4 | C4H6O2 | HW | HW-6211/NC-6211 | Fixed | GD-D58(TYPE GP)series | ～100%LEL/～26000ppm
Vinyl acetate | VAc | 108-05-4 | C4H6O2 | HW | HW-6211/NC-6211 | Fixed | GD-D58(TYPE NC)series | ～100%LEL/～26000ppm
Vinyl acetate | VAc | 108-05-4 | C4H6O2 | HW | HW-6211/NC-6211 | Fixed | SD-1(TYPE NC)series | ～100%LEL/～26000ppm
Vinyl acetate | VAc | 108-05-4 | C4H6O2 | HW | HW-6211/NC-6211 | Fixed | SD-D58(TYPE NC)series | ～100%LEL/～26000ppm
Vinyl acetate | VAc | 108-05-4 | C4H6O2 | SG | SG-8521 | Fixed | GD-A80Vseries | 0～50ppm/0～100ppm/0～200ppm/0～300ppm/0～500ppm/0～1000ppm
Vinyl acetate | VAc | 108-05-4 | C4H6O2 | SG | SG-8521 | Fixed | GD-D58・GHseries | 0～50ppm/0～100ppm/0～200ppm/0～300ppm/0～500ppm/0～1000ppm
Vinyl acetate | VAc | 108-05-4 | C4H6O2 | SG | SG-8521 | Fixed | SD-1GHseries | 0～50ppm/0～100ppm/0～200ppm/0～300ppm/0～500ppm/0～1000ppm
Vinyl acetate | VAc | 108-05-4 | C4H6O2 | SG | SG-8521 | Fixed | SD-D58・GHseries | 0～50ppm/0～100ppm/0～200ppm/0～300ppm/0～500ppm/0～1000ppm
Vinyl chloride | VCM | 75-01-4 | C2H3CL | SH | SH-8662 | Portable | SP-220(TYPE SC) | 0～1ppm
Vinyl chloride | VCM | 75-01-4 | C2H3CL | SG | SGU-8513 | Fixed | GD-70Dseries | 0～1000ppm
Vinyl chloride | VCM | 75-01-4 | C2H3CL | SG | SGU-8513 | Fixed | TP-70D | 0～1000ppm
Vinyl chloride | VCM | 75-01-4 | C2H3CL | HW | NCU-6250 | Fixed | GD-70Dseries | 0～100%LEL | Confirm that GD-70D is non-explosion proof
Vinyl chloride | VCM | 75-01-4 | C2H3CL | HW | NCU-6250 | Fixed | TP-70D | 0～100%LEL | Confirm that GD-70D is non-explosion proof
Vinyl chloride | VCM | 75-01-4 | C2H3CL | HW | NC-6250 | Fixed | GD-A80series | 0～100%LEL/0～38000ppm
Vinyl chloride | VCM | 75-01-4 | C2H3CL | HW | NC-6250 | Fixed | GD-D58(TYPE NC)series | 0～100%LEL/0～38000ppm
Vinyl chloride | VCM | 75-01-4 | C2H3CL | SG | SG-8513 | Fixed | GD-A80Vseries | 0～200ppm/0～300ppm/0～500ppm/0～1000ppm/0～2000ppm/0～3000ppm
Vinyl chloride | VCM | 75-01-4 | C2H3CL | SG | SG-8513 | Fixed | GD-D58・GHseries | 0～200ppm/0～300ppm/0～500ppm/0～1000ppm/0～2000ppm/0～3000ppm
Vinyl chloride | VCM | 75-01-4 | C2H3CL | SG | SG-8513 | Fixed | SD-1GHseries | 0～200ppm/0～300ppm/0～500ppm/0～1000ppm/0～2000ppm/0～3000ppm
Vinyl chloride | VCM | 75-01-4 | C2H3CL | SG | SG-8513 | Fixed | SD-D58・GHseries | 0～200ppm/0～300ppm/0～500ppm/0～1000ppm/0～2000ppm/0～3000ppm
Vinyl chloride | VCM | 75-01-4 | C2H3CL | SG | SG-8582 | Fixed | GD-A80Vseries | 0～300ppm/0～500ppm/0～1000ppm
Vinyl chloride | VCM | 75-01-4 | C2H3CL | SG | SG-8582 | Fixed | GD-D58・GHseries | 0～300ppm/0～500ppm/0～1000ppm
Vinyl chloride | VCM | 75-01-4 | C2H3CL | SG | SG-8582 | Fixed | SD-1GHseries | 0～300ppm/0～500ppm/0～1000ppm
Vinyl chloride | VCM | 75-01-4 | C2H3CL | SG | SG-8582 | Fixed | SD-D58・GHseries | 0～300ppm/0～500ppm/0～1000ppm
Vinyl cyclohexene | C8H12 | 100-40-3 | C8H12 | SG | SG-8511 | Fixed | GD-A80Vseries | 0～500ppm/0～1000ppm/0～2000ppm/0～3000ppm/0～5000ppm
Vinyl cyclohexene | C8H12 | 100-40-3 | C8H12 | SG | SG-8511 | Fixed | GD-D58・GHseries | 0～500ppm/0～1000ppm/0～2000ppm/0～3000ppm/0～5000ppm
Vinyl cyclohexene | C8H12 | 100-40-3 | C8H12 | SG | SG-8511 | Fixed | SD-1GHseries | 0～500ppm/0～1000ppm/0～2000ppm/0～3000ppm/0～5000ppm
Vinyl cyclohexene | C8H12 | 100-40-3 | C8H12 | SG | SG-8511 | Fixed | SD-D58・GHseries | 0～500ppm/0～1000ppm/0～2000ppm/0～3000ppm/0～5000ppm
Vinylidene chloride | PVC | 75-35-4 | C2H2CL2 | SG | SG-8513 | Fixed | GD-A80Vseries | 0～200ppm/0～300ppm/0～500ppm/0～1000ppm/0～2000ppm
Vinylidene chloride | PVC | 75-35-4 | C2H2CL2 | SG | SG-8513 | Fixed | GD-D58・GHseries | 0～200ppm/0～300ppm/0～500ppm/0～1000ppm/0～2000ppm
Vinylidene chloride | PVC | 75-35-4 | C2H2CL2 | SG | SG-8513 | Fixed | SD-1GHseries | 0～200ppm/0～300ppm/0～500ppm/0～1000ppm/0～2000ppm
Vinylidene chloride | PVC | 75-35-4 | C2H2CL2 | SG | SG-8513 | Fixed | SD-D58・GHseries | 0～200ppm/0～300ppm/0～500ppm/0～1000ppm/0～2000ppm
Vinylidene fluoride | VDF | 75-38-7 | C2H2F2 | SG | SGU-8521 | Fixed | GD-70Dseries | 0～500ppm
Vinylidene fluoride | VDF | 75-38-7 | C2H2F2 | SG | SGU-8521 | Fixed | TP-70D | 0～500ppm
Vinylidene fluoride | VDF | 75-38-7 | C2H2F2 | SG | SGU-8521 | Fixed | GD-70Dseries | 0～1000ppm
Vinylidene fluoride | VDF | 75-38-7 | C2H2F2 | SG | SGU-8521 | Fixed | TP-70D | 0～1000ppm
Vinylidene fluoride | VDF | 75-38-7 | C2H2F2 | SG | SG-8521 | Fixed | GD-A80Vseries | 0～100ppm/0～200ppm/0～300ppm/0～500ppm/0～1000ppm
Vinylidene fluoride | VDF | 75-38-7 | C2H2F2 | SG | SG-8521 | Fixed | GD-D58・GHseries | 0～100ppm/0～200ppm/0～300ppm/0～500ppm/0～1000ppm
Vinylidene fluoride | VDF | 75-38-7 | C2H2F2 | SG | SG-8521 | Fixed | SD-1GHseries | 0～100ppm/0～200ppm/0～300ppm/0～500ppm/0～1000ppm
Vinylidene fluoride | VDF | 75-38-7 | C2H2F2 | SG | SG-8521 | Fixed | SD-D58・GHseries | 0～100ppm/0～200ppm/0～300ppm/0～500ppm/0～1000ppm
Xylene | C8H10 | 1330-20-7(all isomer),95-47-6(-o),108-38-3(-m),106-42-3(-p) | C8H10 | HW | NC-6215 | Portable | GP-1000(HC/CH4) | 0～100%LEL
Xylene | C8H10 | 1330-20-7(all isomer),95-47-6(-o),108-38-3(-m),106-42-3(-p) | C8H10 | HW | NC-6307 | Portable | NC-1000(HC/CH4) | 0～10000ppm
Xylene | C8H10 | 1330-20-7(all isomer),95-47-6(-o),108-38-3(-m),106-42-3(-p) | C8H10 | SH | SH-8662 | Portable | SP-220(TYPE SC) | 0～10ppm
Xylene | C8H10 | 1330-20-7(all isomer),95-47-6(-o),108-38-3(-m),106-42-3(-p) | C8H10 | RI | DE-3315-1 | Fixed | SD-1RIseries | 0～100%LEL
Xylene | C8H10 | 1330-20-7(all isomer),95-47-6(-o),108-38-3(-m),106-42-3(-p) | C8H10 | HW | HW-6211 | Fixed | SD-1(TYPE GP)series | ～100%LEL
Xylene | C8H10 | 1330-20-7(all isomer),95-47-6(-o),108-38-3(-m),106-42-3(-p) | C8H10 | HW | HW-6211 | Fixed | SD-D58(TYPE GP)series | ～100%LEL
Xylene | C8H10 | 1330-20-7(all isomer),95-47-6(-o),108-38-3(-m),106-42-3(-p) | C8H10 | HW | HW-6211/NC-6211 | Fixed | GD-A80series | ～100%LEL/～10000ppm
Xylene | C8H10 | 1330-20-7(all isomer),95-47-6(-o),108-38-3(-m),106-42-3(-p) | C8H10 | HW | HW-6211/NC-6211 | Fixed | GD-D58(TYPE GP)series | ～100%LEL/～10000ppm
Xylene | C8H10 | 1330-20-7(all isomer),95-47-6(-o),108-38-3(-m),106-42-3(-p) | C8H10 | HW | HW-6211/NC-6211 | Fixed | GD-D58(TYPE NC)series | ～100%LEL/～10000ppm
Xylene | C8H10 | 1330-20-7(all isomer),95-47-6(-o),108-38-3(-m),106-42-3(-p) | C8H10 | HW | HW-6211/NC-6211 | Fixed | SD-1(TYPE NC)series | ～100%LEL/～10000ppm
Xylene | C8H10 | 1330-20-7(all isomer),95-47-6(-o),108-38-3(-m),106-42-3(-p) | C8H10 | HW | HW-6211/NC-6211 | Fixed | SD-D58(TYPE NC)series | ～100%LEL/～10000ppm
Xylene | C8H10 | 1330-20-7(all isomer),95-47-6(-o),108-38-3(-m),106-42-3(-p) | C8H10 | HW | HW-6213/NC-6213 | Fixed | GD-A80series | 0～100%LEL/0～10000ppm
Xylene | C8H10 | 1330-20-7(all isomer),95-47-6(-o),108-38-3(-m),106-42-3(-p) | C8H10 | HW | HW-6213/NC-6213 | Fixed | GD-D58(TYPE GP)series | 0～100%LEL/0～10000ppm
Xylene | C8H10 | 1330-20-7(all isomer),95-47-6(-o),108-38-3(-m),106-42-3(-p) | C8H10 | HW | HW-6213/NC-6213 | Fixed | GD-D58(TYPE NC)series | 0～100%LEL/0～10000ppm
Xylene | C8H10 | 1330-20-7(all isomer),95-47-6(-o),108-38-3(-m),106-42-3(-p) | C8H10 | HW | HW-6206 | Fixed | SD-2500 | 0～100%LEL | Upper limit of operating temperature of instrument: SD-2500=160℃/SD-2600=200℃/SD-2700：250℃
Xylene | C8H10 | 1330-20-7(all isomer),95-47-6(-o),108-38-3(-m),106-42-3(-p) | C8H10 | HW | HW-6206 | Fixed | SD-2600 | 0～100%LEL | Upper limit of operating temperature of instrument: SD-2500=160℃/SD-2600=200℃/SD-2700：250℃
Xylene | C8H10 | 1330-20-7(all isomer),95-47-6(-o),108-38-3(-m),106-42-3(-p) | C8H10 | HW | HW-6206 | Fixed | SD-2700 | 0～100%LEL | Upper limit of operating temperature of instrument: SD-2500=160℃/SD-2600=200℃/SD-2700：250℃
Xylene | C8H10 | 1330-20-7(all isomer),95-47-6(-o),108-38-3(-m),106-42-3(-p) | C8H10 | HW | HW-6207 | Fixed | GD-A2400 | 0～100%LEL | Upper limit of operating temperature of instrument: GD-A2400=160℃
Xylene | C8H10 | 1330-20-7(all isomer),95-47-6(-o),108-38-3(-m),106-42-3(-p) | C8H10 | HW | HW-6208 | Fixed | SD-2500 | 0～100%LEL | HW-6206 temperature sorted sensor, Upper limit of operating temperature of instrument: SD-2500=160℃/SD-2600=200℃/SD-2700：250℃
Xylene | C8H10 | 1330-20-7(all isomer),95-47-6(-o),108-38-3(-m),106-42-3(-p) | C8H10 | HW | HW-6208 | Fixed | SD-2600 | 0～100%LEL | HW-6206 temperature sorted sensor, Upper limit of operating temperature of instrument: SD-2500=160℃/SD-2600=200℃/SD-2700：250℃
Xylene | C8H10 | 1330-20-7(all isomer),95-47-6(-o),108-38-3(-m),106-42-3(-p) | C8H10 | HW | HW-6208 | Fixed | SD-2700 | 0～100%LEL | HW-6206 temperature sorted sensor, Upper limit of operating temperature of instrument: SD-2500=160℃/SD-2600=200℃/SD-2700：250℃
Xylene | C8H10 | 1330-20-7(all isomer),95-47-6(-o),108-38-3(-m),106-42-3(-p) | C8H10 | HW | HW-6212 | Fixed | GD-A80-70series | 0～100%LEL
Xylene | C8H10 | 1330-20-7(all isomer),95-47-6(-o),108-38-3(-m),106-42-3(-p) | C8H10 | SG | SG-8521 | Fixed | GD-A80Vseries | 0～100ppm/0～200ppm/0～300ppm/0～500ppm/0～600ppm/0～1000ppm
Xylene | C8H10 | 1330-20-7(all isomer),95-47-6(-o),108-38-3(-m),106-42-3(-p) | C8H10 | SG | SG-8521 | Fixed | GD-D58・GHseries | 0～100ppm/0～200ppm/0～300ppm/0～500ppm/0～600ppm/0～1000ppm
Xylene | C8H10 | 1330-20-7(all isomer),95-47-6(-o),108-38-3(-m),106-42-3(-p) | C8H10 | SG | SG-8521 | Fixed | SD-1GHseries | 0～100ppm/0～200ppm/0～300ppm/0～500ppm/0～600ppm/0～1000ppm
Xylene | C8H10 | 1330-20-7(all isomer),95-47-6(-o),108-38-3(-m),106-42-3(-p) | C8H10 | SG | SG-8521 | Fixed | SD-D58・GHseries | 0～100ppm/0～200ppm/0～300ppm/0～500ppm/0～600ppm/0～1000ppm
α-Pinene | PINENE | 80-56-8 | C10H16 | HW | HW-6211 | Fixed | SD-1(TYPE GP)series | ～100%LEL
α-Pinene | PINENE | 80-56-8 | C10H16 | HW | HW-6211 | Fixed | SD-D58(TYPE GP)series | ～100%LEL
α-Pinene | PINENE | 80-56-8 | C10H16 | HW | HW-6211/NC-6211 | Fixed | GD-A80series | ～100%LEL/～6900ppm
α-Pinene | PINENE | 80-56-8 | C10H16 | HW | HW-6211/NC-6211 | Fixed | GD-D58(TYPE GP)series | ～100%LEL/～6900ppm
α-Pinene | PINENE | 80-56-8 | C10H16 | HW | HW-6211/NC-6211 | Fixed | GD-D58(TYPE NC)series | ～100%LEL/～6900ppm
α-Pinene | PINENE | 80-56-8 | C10H16 | HW | HW-6211/NC-6211 | Fixed | SD-1(TYPE NC)series | ～100%LEL/～6900ppm
α-Pinene | PINENE | 80-56-8 | C10H16 | HW | HW-6211/NC-6211 | Fixed | SD-D58(TYPE NC)series | ～100%LEL/～6900ppm
α-Terpinene | ATRP | 99-86-5 | C10H16 | HW | HW-6211/NC-6211 | Fixed | GD-A80series | ～75%LEL/～5175ppm
α-Terpinene | ATRP | 99-86-5 | C10H16 | HW | HW-6211/NC-6211 | Fixed | GD-D58(TYPE GP)series | ～75%LEL/～5175ppm
α-Terpinene | ATRP | 99-86-5 | C10H16 | HW | HW-6211/NC-6211 | Fixed | GD-D58(TYPE NC)series | ～75%LEL/～5175ppm
α-Terpinene | ATRP | 99-86-5 | C10H16 | HW | HW-6211/NC-6211 | Fixed | SD-1(TYPE NC)series | ～75%LEL/～5175ppm
α-Terpinene | ATRP | 99-86-5 | C10H16 | HW | HW-6211/NC-6211 | Fixed | SD-D58(TYPE NC)series | ～75%LEL/～5175ppm
γ-Butyrolactone | GBL | 96-48-0 | C4H6O2 | HW | HW-6206 | Fixed | SD-2500 | 0～100%LEL | Upper limit of operating temperature of instrument: SD-2500=160℃/SD-2600=200℃/SD-2700：250℃
γ-Butyrolactone | GBL | 96-48-0 | C4H6O2 | HW | HW-6206 | Fixed | SD-2600 | 0～100%LEL | Upper limit of operating temperature of instrument: SD-2500=160℃/SD-2600=200℃/SD-2700：250℃
γ-Butyrolactone | GBL | 96-48-0 | C4H6O2 | HW | HW-6206 | Fixed | SD-2700 | 0～100%LEL | Upper limit of operating temperature of instrument: SD-2500=160℃/SD-2600=200℃/SD-2700：250℃
γ-Butyrolactone | GBL | 96-48-0 | C4H6O2 | HW | HW-6207 | Fixed | GD-A2400 | 0～100%LEL | Upper limit of operating temperature of instrument: GD-A2400=160℃
γ-Butyrolactone | GBL | 96-48-0 | C4H6O2 | HW | HW-6208 | Fixed | SD-2500 | 0～100%LEL | HW-6206 temperature sorted sensor, Upper limit of operating temperature of instrument: SD-2500=160℃/SD-2600=200℃/SD-2700：250℃
γ-Butyrolactone | GBL | 96-48-0 | C4H6O2 | HW | HW-6208 | Fixed | SD-2600 | 0～100%LEL | HW-6206 temperature sorted sensor, Upper limit of operating temperature of instrument: SD-2500=160℃/SD-2600=200℃/SD-2700：250℃
γ-Butyrolactone | GBL | 96-48-0 | C4H6O2 | HW | HW-6208 | Fixed | SD-2700 | 0～100%LEL | HW-6206 temperature sorted sensor, Upper limit of operating temperature of instrument: SD-2500=160℃/SD-2600=200℃/SD-2700：250℃
γ-Butyrolactone | GBL | 96-48-0 | C4H6O2 | HW | HW-6212 | Fixed | GD-A80-70series | 0～100%LEL
γ-Butyrolactone | GBL | 96-48-0 | C4H6O2 | SG | SG-8521 | Fixed | GD-A80Vseries | 0～100ppm/0～200ppm/0～300ppm/0～500ppm/0～1000ppm/0～2000ppm
γ-Butyrolactone | GBL | 96-48-0 | C4H6O2 | SG | SG-8521 | Fixed | GD-D58・GHseries | 0～100ppm/0～200ppm/0～300ppm/0～500ppm/0～1000ppm/0～2000ppm
γ-Butyrolactone | GBL | 96-48-0 | C4H6O2 | SG | SG-8521 | Fixed | SD-1GHseries | 0～100ppm/0～200ppm/0～300ppm/0～500ppm/0～1000ppm/0～2000ppm
γ-Butyrolactone | GBL | 96-48-0 | C4H6O2 | SG | SG-8521 | Fixed | SD-D58・GHseries | 0～100ppm/0～200ppm/0～300ppm/0～500ppm/0～1000ppm/0～2000ppm
Click here to
search for Dtection gas
Click here to
search for CAS Number
Click here to
search for Sensor
Click here to
search for Detector

## Concept
『GAS DETECTION LIST』
|  |  | HW | 接触燃焼式/ニューセラミック式 | HW | Catalytic combustion type/New ceramic type
|  |  | SG | 半導体式 | SG | Semiconductor type
●Concept |  |  | SH | 熱線型半導体式 | SH | Hot-wire semiconductor type
“GAS DETECTION LIST” is a database for overseas distributors to search a target gas or a detector by categories such as “Detection Gas”, “Sensor” |  |  | TE | 熱伝導式 | TE | Thermal conductivity type
, “Detector” and “Measuring Range”. Please access to the database to answer questions from your customers or select an appropriate detector by |  |  | ES | 定電位電解式 | ES | Electrochemical type
yourself. We will update the “GAS DETECTION LIST” on “BizDrive”, so please download the latest version when it comes up. |  |  | OS | 隔膜ガルバニ電池式 | OS | Galvanic cell typ
|  |  | SS | 熱粒子化式 | SS | Pyrolysis-Particle type
●Target |  |  | RI | 非分散型赤外線式 | RI | Non-dispersive infrared type
Overseas distributors |  |  | PID | 光イオン化式 | PID | Photoionization type
|  |  | FP | 検知テープ式 | FP | Derection tape photoelectric photometry
●Where to find
BizDrive
●Description of categories
Category |  | Description
GAS DATA | Detection Gas | Search names of target gases.
| Gas Symbol | Search gas symbols adopted in RIKEN KEIKI. "Gas Symbol" is displayed on a screen in detectors or indication alarm units. （* Some models do not display gas symbols）
| CAS Number | Search CAS Numbers. Please search a gas by the number when you cannot find it by "Detection Gas". Ex) A target gas has several names. * "CAS Number" is noted on SDS（Safety Data Sheet） of each gas.
| Chemical Formula | Search chemical formulas of target gases.
DETECTION DATA | Principle | Seach sensor principles. The principles are represented as following.
| Sensor | Search sensor models.
| Portable/Fixed | Search either Portable or Fixed detectors.
| Detector | Search detector models. The data of each detector includes a target gas list.
| Measuring Range | Search measuring ranges of detectors and sensors. Ex 1）0～500ppm/0～1000ppm/0～2000ppm/0～3000ppm/0～5000ppm ⇒ measurable within the range Ex 2）0～100%LEL ⇒ measurable only the range 0～100%LEL Ex 3）～100%LEL/～18000ppm ⇒ maximum measurable range is 0～100%LEL（ppm conversion：0～18000ppm）. If you want to measure lower range, please contact to RIKEN KEIKI.
| Remarks | Features of sensors and detectors noted.

## Revision History List
Revision History List
Rev. | Revised Date | Revised contents
0 | 2018.12.6 | First issue
1 | 2019-10-30 | Correction of measuring range(trans-1,2-Dichloroethylene,NC-6250)